## JOB TOTAL
PROJECT TOTAL
Job No. | 35860 |  | Project Name | Corus Hotel
Customer | Colin Tracey (Vision) |  | Location | Hyde Park, London
Sales Manager / Estimator initials | CM/SS |  | Date | 02/04/2025 |  |  |  | Revision No | C
CURRENCY | 0%
CURRENCY | % | COMMISSION |  |  | TOTAL COST | GP | Sell | SELL | PROFIT
SECTION UNDER 1000mm
CONTRACT | [9 empty] | Tab | Cost | Sell | GP
CANOPIES
SDU's | [9 empty] | Canopy | 46927 | 84127
POLLUSTOP | [9 empty] | Fire Suppression | 18624.92 | 26417.3179
M.A.R.V.E.L. | [9 empty] | SDU | 0 | 0
VENTILATED CEILINGS | [9 empty] | Vent Clg | 0 | 0
CANOPY BESPOKE | [9 empty] | MARVEL | 0 | 0
ANSUL | [9 empty] | Edge | 782.08 | 1222.0624
SPARE | [9 empty] | Aerolys | 0 | 0
SPARE | [9 empty] | Pollustop | 0 | 0
SPARE | [9 empty] | Reco | 0 | 0
SPARE | [9 empty] | Reactaway | 0 | 0
SPARE | [10 empty] | 0 | 0
|  |  |  | SECTION UNDER 1000mm | [6 empty] | 0 | 0
Total
Office Use Only | [11 empty] | 0

## Quote Price Schedule (hidden)
1.0 Canopies | Item | Description | Price | 20
| 1.01 | Halton canopy, ex-works
| 1.02 | Halton canopy, ex-works
| 1.03 | Halton canopy, ex-works
| 1.04 | Delivery & Installation
| 1.05 | Rip-out of existing canopies
| 1.06 | Testing & Commissioning
Sub Total
2.0 Cladding | Item | Description | Price | 5
| 2.01 | Cladding below item xxxx, supplied & installed
2.02
2.03
Sub Total
3.0 Ansul | Item | Description | Price | 5
| 3.01 | Ansul R102 system. Supplied installed & commissioned
| 3.02 | Ansul R102 system. Supplied installed & commissioned
| 3.03 | Ansul R102 system. Supplied installed & commissioned
| 3.04 | Extra over cost for fire alarm coordination test (1 visit)
Sub Total
4.0 SDU | Item | Description | Price | 5
| 4.01 | Service Distribution Unit xxxxmm long. Supplied & installed (carcass only)
| 4.02 | Service Distribution Unit xxxxmm long. Supplied & installed (carcass only)
| 4.03 | Electrical & mechanical services, supply & install
| 4.04 | Extra over cost for separate `live site test'
Sub Total
5.0 Extract | Item | Description | Price
| 5.01 | Supply & installation of extract fan, controls & ductwork
| 5.02 | Delivery & installation
| 5.03 | Testing & commissioning
Sub Total
6.0 Supply | Item | Description | Price
| 6.01 | Supply & installation of supply-air fan, controls & ductwork
| 6.02 | Delivery & installation
| 6.03 | Testing & Commissioning
Sub Total
TOTAL (excluding VAT)

## SPIRAL DUCT (hidden)
GALVANISED SUPPLY DUCTWORK COSTS |  |  |  |  | PROJECT | [5 empty] | REF |  |  | TOTAL | COST Inc. PRICE INCREASE
Courtesy AIRTRACE NOV 2016 - No change in price NOV 2018 | [14 empty] | DATE | %
[15 empty] | 2017 | 3% | ALL COSTS
| Size | No. Off | Size | No. Off | Size | No. Off | Size | No. Off | Size | No. Off | Size | No. Off |  | Total | 2024 | 40%
| 100 DIA |  | 125 DIA |  | 150 DIA |  | 200 DIA |  | 250 DIA |  | 315 DIA
Coupler | 2.12 |  | 2.35 |  | 2.35 |  | 2.78 |  | 3.99 |  | 6.08
3.0m Sraight | 21.79 |  | 27.25 |  | 34.3 |  | 51.18 |  | 63.69 |  | 80.05
90 Rad Bend | 8.51 |  | 10.05 |  | 14.75 |  | 20.63 |  | 30.79 |  | 33.47
45 Bend | 6.4 |  | 7.48 |  | 10.79 |  | 14.74 |  | 22.09 |  | 25.74
Flat Shoe | 15.52 |  | 17.19 |  | 21.51 |  | 28.04 |  | 35.38 |  | 47.48
Spigot | 2.66 |  | 2.66 |  | 3.94 |  | 5.37 |  | 6.4 |  | 8
Cap End | 4.32 |  | 4.44 |  | 4.5 |  | 8.02 |  | 11.35 |  | 16.65
Split Ring | 6.41 |  | 7.5 |  | 7.5 |  | 8.22 |  | 10.72 |  | 13.21
VCD | 19.99 |  | 21.1 |  | 23.94 |  | 25.41 |  | 29.86 |  | 34.67
Twin Bend | 54.19 |  | 63.22 |  | 69.44 |  | 94.74 |  | 106.65 |  | 169.29
Taper | 0 |  | 10.22 |  | 12.82 |  | 17.85 |  | 20.12 |  | 32.24
Pressed Saddle | 5.55 |  | 6.79 |  | 10.12 |  | 11.49 |  | 17.91 |  | 27.8
Flex. 10M | 34.16 |  | 42.15 |  | 49.24 |  | 69.22 |  | 88.27 |  | 120.21
Ins. Flex 10M | 97.16 |  | 97.16 |  | 103.38 |  | 155.71 |  | 188.99 |  | 260.4
Access Door | 12.6 |  | 12.6 |  | 14.49 |  | 14.49 |  | 14.49 |  | 14.49
S/TOTAL
15%
TOTAL
| Size | No. Off | Size | No. Off | Size | No. Off | Size | No. Off | Size | No. Off | Size | No. Off |  | Total
| 355 DIA |  | 400DIA |  | 450 DIA |  | 500 DIA |  | 560 DIA |  | 600 DIA
Coupler | 6.26 |  | 7.96 |  | 7.96 |  | 9.99 |  | 11.84 |  | 11.84
3.0m Sraight | 119.78 |  | 135.01 |  | 152.42 |  | 169.29 |  | 189.44 |  | 213.37
90 Rad Bend | 40.01 |  | 49.85 |  | 55.33 |  | 70.64 |  | 79.92 |  | 127.04
45 Bend | 33.13 |  | 36.16 |  | 37.51 |  | 41.3 |  | 50.2 |  | 71.01
Flat Shoe | 58.09 |  | 64.98 |  | 90.01 |  | 96.26 |  | 144.76 |  | 159.58
Spigot | 9.33 |  | 9.69 |  | 12.8 |  | 12.8 |  | 13.86 |  | 14.53
Cap End | 17 |  | 26.24 |  | 26.88 |  | 32.94 |  | 33.73 |  | 33.73
Split Ring | 13.94 |  | 14.66 |  | 15.01 |  | 16.07 |  | 17.51 |  | 17.84
VCD | 49.11 |  | 51.86 |  | 66.39 |  | 70.56 |  | 96.15 |  | 96.15
Twin Bend | 127.25 |  | 143.61 |  | 173.22 |  | 241.44 |  | 279.96 |  | 288.39
Taper | 44.24 |  | 49.86 |  | 55.32 |  | 57.61 |  | 71.63 |  | 78.15
Pressed Saddle | 79.01 |  | 92.19 |  | 105.34 |  | 125.1 |  | 144.86 |  | 151.44
Flex. 10M | 136.65 |  | 158.36 |  | 180.11 |  | 224.26 |  | 0 |  | 0
Ins. Flex 10M | 282.58 |  | 322.96 |  | 360.68 |  | 381.53 |  | 0 |  | 0
Access Door | 14.49 |  | 14.49 |  | 14.49 |  | 27.8 |  | 27.8 |  | 27.8
S/TOTAL
15%
TOTAL

## SUPPLY DUCT (hidden)
GALVANISED SUPPLY DUCTWORK COSTS |  |  |  |  | PROJECT | [5 empty] | REF |  |  |  |  | TOTAL | COST Inc. PRICE INCREASE
Courtesy AIRTRACE NOV 2016 - No change in price NOV 2018 | [16 empty] | DATE | %
[17 empty] | 2017 | 3% | ALL COSTS
| Size | No. Off | Size | No. Off | Size | No. Off | Size | No. Off | Size | No. Off | Size | No. Off |  |  |  | Total | 2024 | 40%
| 200x200 |  | 250x250 |  | 300x300 |  | 350x350 |  | 400x400 |  | 450x450
Spigot | 17.83 |  | 19.65 |  | 21.66 |  | 23.3 |  | 25 |  | 26.9
1.5m Sraight | 41.24 |  | 47.3 |  | 54.24 |  | 58.57 |  | 63.31 |  | 68.36
90 Rad Bend | 46.36 |  | 51.97 |  | 58.26 |  | 62.91 |  | 84.58 |  | 91.19
45 Bend | 39.54 |  | 44.32 |  | 49.69 |  | 53.56 |  | 57.83 |  | 62.34
90 Sq Bend | 48.83 |  | 56 |  | 64.22 |  | 69.35 |  | 75.65 |  | 82.14
Rad Tee | 68.13 |  | 78.13 |  | 89.6 |  | 96.75 |  | 130.08 |  | 140.25
Square Tee | 56.59 |  | 64.89 |  | 74.42 |  | 80.36 |  | 86.86 |  | 94.31
Taper 0.8m | 46.55 |  | 53.38 |  | 61.22 |  | 66.11 |  | 71.45 |  | 77.16
Offset 0.8m | 46.55 |  | 53.38 |  | 61.22 |  | 66.11 |  | 71.45 |  | 77.16
Sq to Round | 45.56 |  | 51.08 |  | 57.26 |  | 61.72 |  | 66.64 |  | 71.83
Shoe | 29.21 |  | 32.2 |  | 35.49 |  | 38.18 |  | 40.96 |  | 44.07
Blank End | 5.66 |  | 6.5 |  | 7.45 |  | 8.12 |  | 8.86 |  | 9.65
Grille Box | 21.1 |  | 24.2 |  | 27.75 |  | 29.97 |  | 32.39 |  | 34.97
Flange | 7.77 |  | 8.56 |  | 9.44 |  | 10.16 |  | 10.9 |  | 11.72
Access Door | 25 |  | 25 |  | 28 |  | 28 |  | 30 |  | 32
VCD | 32.25 |  | 35.4 |  | 40.16 |  | 45.11 |  | 48.76 |  | 53.19
S/TOTAL
Supports | [14 empty] | 15%
TOTAL
| Size | No. Off | Size | No. Off | Size | No. Off | Size | No. Off | Size | No. Off | Size | No. Off |  |  |  | Total
| 500x500 |  | 550x550 |  | 600x600 |  | 650x650 |  | 700x700 |  | 750x750
Spigot | 28.86 |  | 31.04 |  | 33.3 |  | 35.83 |  | 38.44 |  | 41.36
1.5m Sraight | 73.89 |  | 79.78 |  | 86.23 |  | 93.12 |  | 100.65 |  | 108.68
90 Rad Bend | 98.32 |  | 106 |  | 114.28 |  | 123.21 |  | 132.84 |  | 143.22
45 Bend | 67.31 |  | 72.55 |  | 78.34 |  | 84.44 |  | 91.19 |  | 98.28
90 Sq Bend | 89.6 |  | 97.29 |  | 106.13 |  | 115.24 |  | 125.71 |  | 136.5
Rad Tee | 151.2 |  | 163.02 |  | 175.76 |  | 189.49 |  | 204.29 |  | 220.26
Square Tee | 101.94 |  | 110.69 |  | 119.64 |  | 129.91 |  | 140.41 |  | 152.46
Taper 0.8m | 83.39 |  | 90.05 |  | 97.33 |  | 105.1 |  | 113.6 |  | 122.67
Offset 0.8m | 83.39 |  | 90.05 |  | 97.33 |  | 105.1 |  | 113.6 |  | 122.67
Sq to Round | 77.57 |  | 83.61 |  | 90.28 |  | 97.31 |  | 105.08 |  | 113.26
Shoe | 47.28 |  | 50.86 |  | 54.57 |  | 58.71 |  | 62.98 |  | 67.76
Blank End | 10.53 |  | 11.48 |  | 12.52 |  | 13.64 |  | 14.88 |  | 16.22
Grille Box | 37.8 |  | 40.82 |  | 44.12 |  | 47.64 |  | 51.49 |  | 55.6
Flange | 12.58 |  | 13.53 |  | 14.52 |  | 15.62 |  | 16.75 |  | 18.02
Access Door | 35 |  | 48 |  | 48 |  | 48 |  | 48 |  | 48
VCD | 58.52 |  | 62.94 |  | 71.89 |  | 77.38 |  | 84.03 |  | 89.84
S/TOTAL
Supports | [14 empty] | 15%
TOTAL
| Size | No. Off | Size | No. Off | Size | No. Off | Size | No. Off | Size | No. Off | Size | No. Off | Size | No. Off |  | Total
| 800x800 |  | 850x850 |  | 900x900 |  | 950x950 |  | 1000x1000 |  | 1050x1050 |  | 1100x1100
Spigot | 45.2 |  | 48.62 |  | 52.16 |  | 56.12 |  | 61.33 |  | 65.98 |  | 70.79
1.5m Sraight | 118.56 |  | 128.02 |  | 138.37 |  | 149.42 |  | 162.99 |  | 176 |  | 190.23
90 Rad Bend | 168.41 |  | 181.57 |  | 195.76 |  | 211.05 |  | 227.54 |  | 245.32 |  | 264.49
45 Bend | 107.11 |  | 115.45 |  | 124.67 |  | 134.37 |  | 146.44 |  | 157.84 |  | 170.45
90 Sq Bend | 148.9 |  | 161.68 |  | 174.75 |  | 189.75 |  | 206.99 |  | 224.76 |  | 242.93
Rad Tee | 244.13 |  | 263.21 |  | 283.77 |  | 305.94 |  | 329.85 |  | 355.62 |  | 383.41
Square Tee | 166.31 |  | 180.59 |  | 195.18 |  | 211.94 |  | 231.19 |  | 251.04 |  | 271.33
Taper 0.8m | 132.59 |  | 143.17 |  | 154.75 |  | 167.1 |  | 180.61 |  | 195.03 |  | 210.79
Offset 0.8m | 132.59 |  | 143.17 |  | 154.75 |  | 167.1 |  | 180.61 |  | 195.03 |  | 210.79
Sq to Round | 122.3 |  | 131.82 |  | 142.34 |  | 153.42 |  | 165.67 |  | 178.57 |  | 192.82
Shoe | 72.7 |  | 78.21 |  | 83.91 |  | 90.27 |  | 96.85 |  | 104.19 |  | 111.78
Blank End | 17.69 |  | 19.28 |  | 21.03 |  | 22.92 |  | 25 |  | 27.25 |  | 29.73
Grille Box | 60.1 |  | 64.9 |  | 70.14 |  | 75.74 |  | 81.87 |  | 88.4 |  | 95.55
Flange | 19.34 |  | 20.8 |  | 22.32 |  | 24.01 |  | 25.76 |  | 27.71 |  | 29.73
Access Door | 48 |  | 48 |  | 48 |  | 48 |  | 48 |  | 48 |  | 48
VCD | 97.22 |  | 104.74 |  | 112.19 |  | 119.05 |  | 127.24 |  | 148.56 |  | 157.18
S/TOTAL
Supports | [14 empty] | 15%
TOTAL
| Size | No. Off | Size | No. Off | Size | No. Off | Size | No. Off | Size | No. Off | Size | No. Off | Size | No. Off |  | Total
| 1150x1150 |  | 1200x1200 |  | 1250x1250 |  | 1300x1300 |  | 1350x1350 |  | 1400x1400 |  | 1450x1450
Spigot | 76.15 |  | 83.23 |  | 89.54 |  | 96.06 |  | 103.35 |  | 110.87 |  | 119.28
1.5m Sraight | 205.42 |  | 224.08 |  | 241.97 |  | 261.53 |  | 282.41 |  | 305.24 |  | 329.62
90 Rad Bend | 285.15 |  | 307.44 |  | 331.46 |  | 357.36 |  | 385.28 |  | 415.38 |  | 447.84
45 Bend | 183.71 |  | 200.22 |  | 215.8 |  | 233.03 |  | 251.17 |  | 271.23 |  | 292.34
90 Sq Bend | 263.78 |  | 287.74 |  | 312.44 |  | 337.7 |  | 366.69 |  | 396.33 |  | 430.36
Rad Tee | 413.37 |  | 445.66 |  | 480.49 |  | 518.03 |  | 558.51 |  | 602.14 |  | 649.19
Square Tee | 294.62 |  | 321.39 |  | 348.97 |  | 377.19 |  | 409.56 |  | 442.67 |  | 480.67
Taper 0.8m | 227.62 |  | 246.03 |  | 265.67 |  | 287.15 |  | 310.07 |  | 335.14 |  | 361.89
Offset 0.8m | 227.62 |  | 246.03 |  | 265.67 |  | 287.15 |  | 310.07 |  | 335.14 |  | 361.89
Sq to Round | 207.83 |  | 224.43 |  | 241.9 |  | 261.21 |  | 281.54 |  | 304.02 |  | 327.68
Shoe | 120.26 |  | 129.02 |  | 138.8 |  | 148.91 |  | 160.21 |  | 171.88 |  | 184.91
Blank End | 32.4 |  | 35.34 |  | 38.52 |  | 42.01 |  | 45.79 |  | 49.95 |  | 54.44
Grille Box | 103.18 |  | 111.52 |  | 120.42 |  | 130.16 |  | 140.55 |  | 151.91 |  | 164.04
Flange | 31.99 |  | 34.32 |  | 36.92 |  | 39.61 |  | 42.61 |  | 45.72 |  | 49.18
Access Door | 48 |  | 48 |  | 48 |  | 48 |  | 48 |  | 48 |  | 48
VCD
S/TOTAL
Supports | [14 empty] | 15%
TOTAL

## EXTRACT DUCT (hidden)
GALVANISED EXTRACT DUCTWORK COSTS |  |  |  |  | PROJECT | [5 empty] | REF |  |  |  |  | TOTAL | COST Inc. PRICE INCREASE
Courtesy AIRTRACE NOV 2016 - No change in price NOV 2018 | [16 empty] | DATE | %
[17 empty] | 2017 | 3% | ALL COSTS
| Size | No. Off | Size | No. Off | Size | No. Off | Size | No. Off | Size | No. Off | Size | No. Off |  |  |  | Total | 2024 | 40%
| 200x200 |  | 250x250 |  | 300x300 |  | 350x350 |  | 400x400 |  | 450x450
Spigot | 17.83 |  | 19.65 |  | 21.66 |  | 23.3 |  | 25 |  | 26.9
1.5m Sraight | 41.24 |  | 47.3 |  | 54.24 |  | 58.57 |  | 63.31 |  | 68.36
90 Rad Bend | 46.36 |  | 51.97 |  | 58.26 |  | 62.91 |  | 84.58 |  | 91.19
45 Bend | 39.54 |  | 44.32 |  | 49.69 |  | 53.56 |  | 57.83 |  | 62.34
90 Sq Bend | 48.83 |  | 56 |  | 64.22 |  | 69.35 |  | 75.65 |  | 82.14
Rad Tee | 68.13 |  | 78.13 |  | 89.6 |  | 96.75 |  | 130.08 |  | 140.25
Square Tee | 56.59 |  | 64.89 |  | 74.42 |  | 80.36 |  | 86.86 |  | 94.31
Taper 0.8m | 46.55 |  | 53.38 |  | 61.22 |  | 66.11 |  | 71.45 |  | 77.16
Offset 0.8m | 46.55 |  | 53.38 |  | 61.22 |  | 66.11 |  | 71.45 |  | 77.16
Sq to Round | 45.56 |  | 51.08 |  | 57.26 |  | 61.72 |  | 66.64 |  | 71.83
Shoe | 29.21 |  | 32.2 |  | 35.49 |  | 38.18 |  | 40.96 |  | 44.07
Blank End | 5.66 |  | 6.5 |  | 7.45 |  | 8.12 |  | 8.86 |  | 9.65
Grille Box | 21.1 |  | 24.2 |  | 27.75 |  | 29.97 |  | 32.39 |  | 34.97
Flange | 7.77 |  | 8.56 |  | 9.44 |  | 10.16 |  | 10.9 |  | 11.72
Access Door | 25 |  | 25 |  | 28 |  | 28 |  | 30 |  | 32
VCD | 32.25 |  | 35.4 |  | 40.16 |  | 45.11 |  | 48.76 |  | 53.19
S/TOTAL
Supports | [14 empty] | 15%
TOTAL
| Size | No. Off | Size | No. Off | Size | No. Off | Size | No. Off | Size | No. Off | Size | No. Off |  |  |  | Total
| 500x500 |  | 550x550 |  | 600x600 |  | 650x650 |  | 700x700 |  | 750x750
Spigot | 28.86 |  | 31.04 |  | 33.3 |  | 35.83 |  | 38.44 |  | 41.36
1.5m Sraight | 73.89 |  | 79.78 |  | 86.23 |  | 93.12 |  | 100.65 |  | 108.68
90 Rad Bend | 98.32 |  | 106 |  | 114.28 |  | 123.21 |  | 132.84 |  | 143.22
45 Bend | 67.31 |  | 72.55 |  | 78.34 |  | 84.44 |  | 91.19 |  | 98.28
90 Sq Bend | 89.6 |  | 97.29 |  | 106.13 |  | 115.24 |  | 125.71 |  | 136.5
Rad Tee | 151.2 |  | 163.02 |  | 175.76 |  | 189.49 |  | 204.29 |  | 220.26
Square Tee | 101.94 |  | 110.69 |  | 119.64 |  | 129.91 |  | 140.41 |  | 152.46
Taper 0.8m | 83.39 |  | 90.05 |  | 97.33 |  | 105.1 |  | 113.6 |  | 122.67
Offset 0.8m | 83.39 |  | 90.05 |  | 97.33 |  | 105.1 |  | 113.6 |  | 122.67
Sq to Round | 77.57 |  | 83.61 |  | 90.28 |  | 97.31 |  | 105.08 |  | 113.26
Shoe | 47.28 |  | 50.86 |  | 54.57 |  | 58.71 |  | 62.98 |  | 67.76
Blank End | 10.53 |  | 11.48 |  | 12.52 |  | 13.64 |  | 14.88 |  | 16.22
Grille Box | 37.8 |  | 40.82 |  | 44.12 |  | 47.64 |  | 51.49 |  | 55.6
Flange | 12.58 |  | 13.53 |  | 14.52 |  | 15.62 |  | 16.75 |  | 18.02
Access Door | 35 |  | 48 |  | 48 |  | 48 |  | 48 |  | 48
VCD | 58.52 |  | 62.94 |  | 71.89 |  | 77.38 |  | 84.03 |  | 89.84
S/TOTAL
Supports | [14 empty] | 15%
TOTAL
| Size | No. Off | Size | No. Off | Size | No. Off | Size | No. Off | Size | No. Off | Size | No. Off | Size | No. Off |  | Total
| 800x800 |  | 850x850 |  | 900x900 |  | 950x950 |  | 1000x1000 |  | 1050x1050 |  | 1100x1100
Spigot | 45.2 |  | 48.62 |  | 52.16 |  | 56.12 |  | 61.33 |  | 65.98 |  | 70.79
1.5m Sraight | 118.56 |  | 128.02 |  | 138.37 |  | 149.42 |  | 162.99 |  | 176 |  | 190.23
90 Rad Bend | 168.41 |  | 181.57 |  | 195.76 |  | 211.05 |  | 227.54 |  | 245.32 |  | 264.49
45 Bend | 107.11 |  | 115.45 |  | 124.67 |  | 134.37 |  | 146.44 |  | 157.84 |  | 170.45
90 Sq Bend | 148.9 |  | 161.68 |  | 174.75 |  | 189.75 |  | 206.99 |  | 224.76 |  | 242.93
Rad Tee | 244.13 |  | 263.21 |  | 283.77 |  | 305.94 |  | 329.85 |  | 355.62 |  | 383.41
Square Tee | 166.31 |  | 180.59 |  | 195.18 |  | 211.94 |  | 231.19 |  | 251.04 |  | 271.33
Taper 0.8m | 132.59 |  | 143.17 |  | 154.75 |  | 167.1 |  | 180.61 |  | 195.03 |  | 210.79
Offset 0.8m | 132.59 |  | 143.17 |  | 154.75 |  | 167.1 |  | 180.61 |  | 195.03 |  | 210.79
Sq to Round | 122.3 |  | 131.82 |  | 142.34 |  | 153.42 |  | 165.67 |  | 178.57 |  | 192.82
Shoe | 72.7 |  | 78.21 |  | 83.91 |  | 90.27 |  | 96.85 |  | 104.19 |  | 111.78
Blank End | 17.69 |  | 19.28 |  | 21.03 |  | 22.92 |  | 25 |  | 27.25 |  | 29.73
Grille Box | 60.1 |  | 64.9 |  | 70.14 |  | 75.74 |  | 81.87 |  | 88.4 |  | 95.55
Flange | 19.34 |  | 20.8 |  | 22.32 |  | 24.01 |  | 25.76 |  | 27.71 |  | 29.73
Access Door | 48 |  | 48 |  | 48 |  | 48 |  | 48 |  | 48 |  | 48
VCD | 97.22 |  | 104.74 |  | 112.19 |  | 119.05 |  | 127.24 |  | 148.56 |  | 157.18
S/TOTAL
Supports | [14 empty] | 15%
TOTAL
| Size | No. Off | Size | No. Off | Size | No. Off | Size | No. Off | Size | No. Off | Size | No. Off | Size | No. Off |  | Total
| 1150x1150 |  | 1200x1200 |  | 1250x1250 |  | 1300x1300 |  | 1350x1350 |  | 1400x1400 |  | 1450x1450
Spigot | 76.15 |  | 83.23 |  | 89.54 |  | 96.06 |  | 103.35 |  | 110.87 |  | 119.28
1.5m Sraight | 205.42 |  | 224.08 |  | 241.97 |  | 261.53 |  | 282.41 |  | 305.24 |  | 329.62
90 Rad Bend | 285.15 |  | 307.44 |  | 331.46 |  | 357.36 |  | 385.28 |  | 415.38 |  | 447.84
45 Bend | 183.71 |  | 200.22 |  | 215.8 |  | 233.03 |  | 251.17 |  | 271.23 |  | 292.34
90 Sq Bend | 263.78 |  | 287.74 |  | 312.44 |  | 337.7 |  | 366.69 |  | 396.33 |  | 430.36
Rad Tee | 413.37 |  | 445.66 |  | 480.49 |  | 518.03 |  | 558.51 |  | 602.14 |  | 649.19
Square Tee | 294.62 |  | 321.39 |  | 348.97 |  | 377.19 |  | 409.56 |  | 442.67 |  | 480.67
Taper 0.8m | 227.62 |  | 246.03 |  | 265.67 |  | 287.15 |  | 310.07 |  | 335.14 |  | 361.89
Offset 0.8m | 227.62 |  | 246.03 |  | 265.67 |  | 287.15 |  | 310.07 |  | 335.14 |  | 361.89
Sq to Round | 207.83 |  | 224.43 |  | 241.9 |  | 261.21 |  | 281.54 |  | 304.02 |  | 327.68
Shoe | 120.26 |  | 129.02 |  | 138.8 |  | 148.91 |  | 160.21 |  | 171.88 |  | 184.91
Blank End | 32.4 |  | 35.34 |  | 38.52 |  | 42.01 |  | 45.79 |  | 49.95 |  | 54.44
Grille Box | 103.18 |  | 111.52 |  | 120.42 |  | 130.16 |  | 140.55 |  | 151.91 |  | 164.04
Flange | 31.99 |  | 34.32 |  | 36.92 |  | 39.61 |  | 42.61 |  | 45.72 |  | 49.18
Access Door | 48 |  | 48 |  | 48 |  | 48 |  | 48 |  | 48 |  | 48
VCD
S/TOTAL
Supports | [14 empty] | 15%
TOTAL

## AHU TEST (hidden)
F24-19 AHU TESTING COST SHEET | UNDER CONSTRUCTION - WATCH THIS SPACE | [7 empty] | JAN25-19
Job No |  |  | Project Name
Customer |  |  | Location
Sales Manager / Estimator initials |  |  | Date |  |  |  |  | Revision No |  | GP SHOULD BE MINIMUM 30%
CURRENCY | 0%
CURRENCY | % | COMMISSION |  | COST | TOTAL COST | GP | SELL | SELL | PROFIT
TEST PROCEDURE | DAYS | LOCATION
FAN & AIRFLOW PER UNIT | [5 empty] | 29%
TEST EQUIPMENT | 1 | FACTORY |  | 590 |  | 29%
ENGINEER | 2 | FACTORY |  | 360 |  | 29%
DUCTWORK | 1 | FACTORY |  | 200 |  | 29%
FACTORY SPACE | 1 | FACTORY |  | 250 |  | 29%
29%
TEST EQUIPMENT | 1 | SITE |  | 590 |  | 44%
ENGINEER | 2 | SITE |  | 404 |  | 29%
|  |  |  | 0 |  | 29%
|  |  |  | 0 |  | 29%
PRESSURE DROP PER MODULE |  |  |  | 0 |  | 29%
TEST EQUIPMENT | 1 | FACTORY |  | 250 |  | 29%
ENGINEER | 0.5 | FACTORY |  | 360 |  | 29%
29%
TEST EQUIPMENT | 1 | SITE |  | 250 |  | 29%
ENGINEER | 0.5 | SITE |  | 404 |  | 29%
|  |  |  | 0 |  | 29%
|  |  |  | 0 |  | 29%
CASING AIR LEAKAGE PER UNIT |  |  |  | 0 |  | 29%
TEST EQUIPMENT | 1 | FACTORY |  | 555 |  | 29%
ENGINEER | 1 | FACTORY |  | 360 |  | 29%
CAPPING PLATES | 2 | FACTORY |  | 75 |  | 29%
FACTORY SPACE | 1 | FACTORY |  | 250 |  | 29%
29%
TEST EQUIPMENT | 1 | SITE |  | 555 |  | 29%
ENGINEER | 1 | SITE |  | 404 |  | 29%
CAPPING PLATES | 2 | SITE |  | 75 |  | 29%
29%
29%
FILTER BYPASS PER MODULE | [5 empty] | 29%
TEST EQUIPMENT | 1 | FACTORY |  | 250 |  | 29%
ENGINEER | 1 | FACTORY |  | 360 |  | 29%
CAPPING PLATES | 2 | FACTORY |  | 75 |  | 29%
FACTORY SPACE | 1 | FACTORY |  | 250 |  | 29%
|  |  |  | 550 |  | 29%
TEST EQUIPMENT | 1 | SITE |  | 75 |  | 29%
ENGINEER | 1 | SITE |  | 404 |  | 29%
CAPPING PLATES | 2 | SITE |  | 75 |  | 29%
|  |  |  | 0 |  | 29%
|  |  |  | 0 |  | 29%
|  |  |  | 0 |  | 29%
|  |  |  | 0 |  | 29%
DELIVERY & INSTALLATION
DELIVERY x 1.5 for multple loads |  | SELECT LOCATION… |  |  |  | 33%
PLANT HIRE |  | 3M TOWER |  |  |  | 33%
STRIP OUT |  | PER DAY |  |  |  | 33%
CONSUMABLES |  |  |  | 0 |  | 33%
INSTALLATION NORMAL HOURS |  | 5M PER TEAM PER DAY |  | 610 |  | 40%
INSTALLATION AFTER HOURS |  | 5M PER TEAM PER DAY |  | 1220 |  | 40%
ACCOMODATION |  | PER NIGHT PER TEAM |  | 0 |  | 33%
OVERNIGHT |  | PER NIGHT PER TEAM |  | 0 |  | 33%
TRAVEL COSTS |  |  |  | 0 |  | 33%
TEST & COMMISSION |  | 3 days for large systems. |  | 604 |  | 33%
Office Use Only

## CONTRACT (hidden)
F24 - 19 CONTRACTING COST SHEET | GUIDE PRICES ONLY - SUPPLIER QUOTATIONS TO BE OBTAINED WHENEVER POSSIBLE | [7 empty] | JAN25-19
Job No |  |  | Project Name
Customer |  |  | Location
Sales Manager / Estimator initials |  |  | Date |  |  |  |  | Revision No |  | GP SHOULD BE MINIMUM 30%
CURRENCY | 0%
CURRENCY | % | COMMISSION |  | COST | TOTAL COST | GP | SELL | SELL | PROFIT | EXTRACT | SUPPLY | CONTROLS | INSTALLATION
[10 empty] | TOTAL | TOTAL | TOTAL | TOTAL
CONTRACTING SCHEDULE | QTY | SIZE
EXTRACT FAN AND ANCILLARIES |  | EXTRACT FANS SIZE |  |  |  | 29%
CONTROLS |  | CONTROLS |  |  |  | 29%
ATTENUATORS (Melinex lined) |  | ATTENUATORS (EXTRACT) |  |  |  | 29%
EXTRACT DUCT | [5 empty] | 29%
FIRE RATED DUCTWORK | [5 empty] | 29%
ACCESS DOORS | [5 empty] | 29%
VCD | [5 empty] | 29%
LOUVRES |  |  |  | 0 |  | 29%
|  |  |  | 0 |  | 29%
RECO AIR UNIT |  |  |  | 17895 |  | 29%
SPARE PART |  |  |  | 0 |  | 29%
SPARE PART |  |  |  | 0 |  | 29%
SUPPLY FAN AND ANCILLARIES |  | SUPPLY FANS SIZE |  |  |  | 29%
CONTROLS |  | CONTROLS |  |  |  | 29%
ATTENUATORS |  | ATTENUATORS (SUPPLY) |  |  |  | 29%
HEATER |  | Electric heater inc controls |  |  |  | 29%
FRESH AIR FILTERS |  |  |  | 0 |  | 29%
SUPPLY AIR DUCT | [5 empty] | 29%
INSULATION |  |  |  | 0 |  | 29%
GRILLES/DIFFUSERS |  |  |  | 87 |  | 29%
LOUVRES |  |  |  | 0 |  | 29%
FIRE DAMPERS |  |  |  | 88.28 |  | 29%
VCD |  |  |  | 0 |  | 29%
ACCESS DOORS | [5 empty] | 29%
SPIRAL & FLEX |  |  |  | 444 |  | 29%
SPARE PART |  |  |  | 0 |  | 29%
SPARE PART |  |  |  | 0 |  | 29%
SPARE PART | [5 empty] | 29%
SPARE PART | [5 empty] | 29%
SPARE PART | [5 empty] | 29%
SPARE PART |  |  |  | 0 |  | 29%
SPARE PART |  |  |  | 0 |  | 29%
SPARE PART |  |  |  | 0 |  | 29%
SPARE PART |  |  |  | 0 |  | 29%
GAS INTERLOCK |  | MERLIN CT1750 (INC PRESSURE SWITCH) |  | 550 |  | 29%
CO SENSOR |  | MERLIN CH4CO |  | 75 |  | 29%
CO2 SENSOR (DCKV) |  | MERLIN CO |  | 150 |  | 29%
CONTROL PANEL |  |  |  | 0 |  | 29%
CONTROLS |  |  |  | 0 |  | 29%
FIELD WIRING |  |  |  | 0 |  | 29%
SPARE PART |  |  |  | 0 |  | 29%
SPARE PART |  |  |  | 0 |  | 29%
DELIVERY & INSTALLATION
DELIVERY x 1.5 for multple loads |  | SELECT LOCATION… |  |  |  | 33%
PLANT HIRE |  | PLANT SELECTION (weekly) |  |  |  | 33%
STRIP OUT |  | PER DAY |  | 610 |  | 33%
CONSUMABLES |  |  |  | 200 |  | 33%
INSTALLATION NORMAL HOURS |  | 4M PER TEAM PER DAY |  | 610 |  | 40%
INSTALLATION AFTER HOURS |  | 4M PER TEAM PER DAY |  | 1220 |  | 40%
ACCOMODATION |  | PER NIGHT PER TEAM |  |  |  | 33%
OVERNIGHT |  | PER NIGHT PER TEAM |  | 220 |  | 33%
TRAVEL COSTS |  |  |  | 150 |  | 33%
TEST & COMMISSION |  | 3 days for large systems. |  | 604 |  | 33%
Office Use Only
EXTRACT SYSTEM
SUPPLY SYSTEM
CONTROLS
INSTALLATION
TEST & COMMISSION

## CANOPY - Lower Ground (1)
| Lower Ground - Hot Kitchen | [12 empty] | JAN25-19
| Job No. | 35860 |  |  | Project Name | Corus Hotel
| Customer | Colin Tracey (Vision) |  |  | Location | Hyde Park, London | [8 empty] | RECO CANOPIES MUST HAVE COALESCERS
| Sales Manager / Estimator initials | CM/SS |  |  | Date | 02/04/2025 | [6 empty] | Revision No | C | GP SHOULD BE MINIMUM 44%
| CURRENCY | 3.7%
| CURRENCY | % | COMMISSION | [5 empty] | COST | TOTAL COST | GP | Sell | SELL | PROFIT
SECTION UNDER 1000mm
05.14
|  | TYPE | MODEL | WIDTH | LENGTH | HEIGHT | SECTIONS | FLOW RATE
| CONFIGURATION | WALL | UVF | 1600 | 4800 | 555 | 2 | 1.48 |  |  | 44%
104 | LIGHTS | LED STRIP L18 Inc DALI | 2 | [7 empty] | 31%
234 | SPECIAL WORKS | SELECT WORKS | [8 empty] | 44%
| SPECIAL WORKS | SELECT WORKS | [8 empty] | 44%
| SPECIAL WORKS | BIM/ REVIT per CANOPY | 1 | [7 empty] | 44% |  |  |  | always include
289 | WALL CLADDING | SELECT CLADDING |  | Ex-works, supply only, delivery extra | [6 empty] | 44%
242 | INFILL PANEL |  | m² | Up to 500mm high only. | [6 empty] | 44%
220 | CRATING |  | m³ | [7 empty] | 44%
| GREASE FILTERS | [9 empty] | 44% |  |  |  |  | MUA VOL: 1.07max
| PSU / JUNCTION BOX | 1 | [8 empty] | 44%
107 | [10 empty] | 44%
|  | SELECT PANEL | [8 empty] | 44%
285 |  | SELECT W/W PODS | 0 | [7 empty] | 44%
286 | GOT - 112 | 1 | [6 empty] | 336.21 |  | 44%
SECTION UNDER 1000mm
06.10
|  | TYPE | MODEL | WIDTH | LENGTH | HEIGHT | SECTIONS
210 | CONFIGURATION | WALL | CXW | 1100 | 1100 | 555 | 1 | 0.25 |  |  | 44%
104 | LIGHTS | LED STRIP L6 Inc DALI | 1 | [7 empty] | 31%
234 | SPECIAL WORKS | SELECT WORKS | [8 empty] | 44%
| SPECIAL WORKS | SELECT WORKS | [8 empty] | 44%
| SPECIAL WORKS | BIM/ REVIT per CANOPY | 1 | [7 empty] | 44% |  |  |  | always include
289 | WALL CLADDING | SELECT CLADDING |  | Ex-works, supply only, delivery extra | [6 empty] | 44%
242 | INFILL PANEL |  | m² | Up to 500mm high only. | [6 empty] | 44%
220 | CRATING |  | m³ | [7 empty] | 44%
103 | GREASE FILTERS | [9 empty] | 44%
| PSU / JUNCTION BOX | 1 | [8 empty] | 44%
107 | [10 empty] | 44%
|  | SELECT PANEL | [8 empty] | 44%
285 |  | SELECT W/W PODS | 0 | [7 empty] | 44%
286 |  | 1 | [8 empty] | 44%
SECTION UNDER 1000mm
ITEM
|  | TYPE | MODEL | WIDTH | LENGTH | HEIGHT | SECTIONS | FLOW RATE
210 | CONFIGURATION | WALL | CANOPY TYPE | [7 empty] | 44%
104 | LIGHTS | LIGHT SELECTION | [8 empty] | 31%
234 | SPECIAL WORKS | SELECT WORKS | [8 empty] | 44%
| SPECIAL WORKS | SELECT WORKS | [8 empty] | 44%
| SPECIAL WORKS | BIM/ REVIT per CANOPY | [8 empty] | 44% |  |  |  | always include
289 | WALL CLADDING | SELECT CLADDING |  | Ex-works, supply only, delivery extra | [6 empty] | 44%
242 | INFILL PANEL |  | m² | Up to 500mm high only. | [6 empty] | 44%
220 | CRATING |  | m³ | [7 empty] | 44%
103 | GREASE FILTERS | [9 empty] | 44%
| PSU / JUNCTION BOX | 0 | [8 empty] | 44%
107 | [10 empty] | 44%
|  | SELECT PANEL | [8 empty] | 44%
285 |  | SELECT W/W PODS | 0 | [7 empty] | 44%
286 |  | 1 | [8 empty] | 44%
SECTION UNDER 1000mm
ITEM
|  | TYPE | MODEL | WIDTH | LENGTH | HEIGHT | SECTIONS | FLOW RATE
210 | CONFIGURATION | WALL | CANOPY TYPE | [7 empty] | 44%
104 | LIGHTS | LIGHT SELECTION |  | 100 | [6 empty] | 31%
234 | SPECIAL WORKS | SELECT WORKS | [8 empty] | 44%
| SPECIAL WORKS | SELECT WORKS | [8 empty] | 44%
| SPECIAL WORKS | BIM/ REVIT per CANOPY | [8 empty] | 44% |  |  |  | always include
289 | WALL CLADDING | SELECT CLADDING |  | Ex-works, supply only, delivery extra | [6 empty] | 44%
242 | INFILL PANEL |  | m² | Up to 500mm high only. | [6 empty] | 44%
220 | CRATING |  | m³ | [7 empty] | 44%
103 | GREASE FILTERS | [9 empty] | 44%
| PSU / JUNCTION BOX | 0 | [8 empty] | 44%
107 | [10 empty] | 44%
|  | SELECT PANEL | [8 empty] | 44%
285 |  | SELECT W/W PODS | 0 | [7 empty] | 44%
286 |  | 1 | [8 empty] | 44%
SECTION UNDER 1000mm
ITEM
|  | TYPE | MODEL | WIDTH | LENGTH | HEIGHT | SECTIONS | FLOW RATE
210 | CONFIGURATION | WALL | CANOPY TYPE | [7 empty] | 44%
104 | LIGHTS | LIGHT SELECTION | [8 empty] | 31%
234 | SPECIAL WORKS | SELECT WORKS | [8 empty] | 44%
| SPECIAL WORKS | SELECT WORKS | [8 empty] | 44%
| SPECIAL WORKS | BIM/ REVIT per CANOPY | [8 empty] | 44% |  |  |  | always include
289 | WALL CLADDING | SELECT CLADDING |  | Ex-works, supply only, delivery extra | [6 empty] | 44%
242 | INFILL PANEL |  | m² | Up to 500mm high only. | [6 empty] | 44%
220 | CRATING |  | m³ | [7 empty] | 44%
103 | GREASE FILTERS | [9 empty] | 44%
| PSU / JUNCTION BOX | 0 | [8 empty] | 44%
107 | [10 empty] | 44%
|  | SELECT PANEL | [8 empty] | 44%
285 |  | SELECT W/W PODS | 0 | [7 empty] | 44%
286 |  | 1 | [8 empty] | 44%
SECTION UNDER 1000mm
ITEM
|  | TYPE | MODEL | WIDTH | LENGTH | HEIGHT | SECTIONS | FLOW RATE
210 | CONFIGURATION | WALL | CANOPY TYPE | [7 empty] | 44%
104 | LIGHTS | LIGHT SELECTION | [8 empty] | 31%
234 | SPECIAL WORKS | SELECT WORKS | [8 empty] | 44%
| SPECIAL WORKS | SELECT WORKS | [8 empty] | 44%
| SPECIAL WORKS | BIM/ REVIT per CANOPY | [8 empty] | 44% |  |  |  | always include
289 | WALL CLADDING | SELECT CLADDING |  | Ex-works, supply only, delivery extra | [6 empty] | 44%
242 | INFILL PANEL |  | m² | [7 empty] | 44%
220 | CRATING |  | m³ | [7 empty] | 44%
103 | GREASE FILTERS | [9 empty] | 44%
| PSU / JUNCTION BOX | 0 | [8 empty] | 44%
107 | [10 empty] | 44%
|  | SELECT PANEL | [8 empty] | 44%
285 |  | SELECT W/W PODS | 0 | [7 empty] | 44%
286 |  | 1 | [8 empty] | 44%
SECTION UNDER 1000mm
ITEM
|  | TYPE | MODEL | WIDTH | LENGTH | HEIGHT | SECTIONS | FLOW RATE
210 | CONFIGURATION | WALL | CANOPY TYPE | [7 empty] | 44%
104 | LIGHTS | LIGHT SELECTION | [8 empty] | 31%
234 | SPECIAL WORKS | SELECT WORKS | [8 empty] | 44%
| SPECIAL WORKS | SELECT WORKS | [8 empty] | 44%
| SPECIAL WORKS | BIM/ REVIT per CANOPY | [8 empty] | 44% |  |  |  | always include
289 | WALL CLADDING | SELECT CLADDING |  | Ex-works, supply only, delivery extra | [6 empty] | 44%
242 | INFILL PANEL |  | m² | [7 empty] | 44%
220 | CRATING |  | m³ | [7 empty] | 44%
103 | GREASE FILTERS | [9 empty] | 44%
| PSU / JUNCTION BOX | 0 | [8 empty] | 44%
107 | [10 empty] | 44%
|  | SELECT PANEL | [8 empty] | 44%
285 |  | SELECT W/W PODS | 0 | [7 empty] | 44%
286 |  | 1 | [8 empty] | 44%
SECTION UNDER 1000mm
ITEM
|  | TYPE | MODEL | WIDTH | LENGTH | HEIGHT | SECTIONS | FLOW RATE
210 | CONFIGURATION | WALL | CANOPY TYPE | [7 empty] | 44%
104 | LIGHTS | LIGHT SELECTION | [8 empty] | 31%
234 | SPECIAL WORKS | SELECT WORKS | [8 empty] | 44%
| SPECIAL WORKS | SELECT WORKS | [8 empty] | 44%
| SPECIAL WORKS | BIM/ REVIT per CANOPY | [8 empty] | 44% |  |  |  | always include
289 | WALL CLADDING | SELECT CLADDING |  | Ex-works, supply only, delivery extra | [6 empty] | 44%
242 | INFILL PANEL |  | m² | [7 empty] | 44%
220 | CRATING |  | m³ | [7 empty] | 44%
103 | GREASE FILTERS | [9 empty] | 44%
| PSU / JUNCTION BOX | 0 | [8 empty] | 44%
107 | [10 empty] | 44%
|  | SELECT PANEL | [8 empty] | 44%
285 |  | SELECT W/W PODS | 0 | [7 empty] | 44%
286 |  | 1 | [8 empty] | 44%
SECTION UNDER 1000mm
ITEM
|  | TYPE | MODEL | WIDTH | LENGTH | HEIGHT | SECTIONS | FLOW RATE
210 | CONFIGURATION | WALL | CANOPY TYPE | [7 empty] | 44%
104 | LIGHTS | LIGHT SELECTION | [8 empty] | 31%
234 | SPECIAL WORKS | SELECT WORKS | [8 empty] | 44%
| SPECIAL WORKS | SELECT WORKS | [8 empty] | 44%
| SPECIAL WORKS | BIM/ REVIT per CANOPY | [8 empty] | 44% |  |  |  | always include
289 | WALL CLADDING | SELECT CLADDING |  | Ex-works, supply only, delivery extra | [6 empty] | 44%
242 | INFILL PANEL |  | m² | [7 empty] | 44%
220 | CRATING |  | m³ | [7 empty] | 44%
103 | GREASE FILTERS | [9 empty] | 44%
| PSU / JUNCTION BOX | 0 | [8 empty] | 44%
107 | [10 empty] | 44%
|  | SELECT PANEL | [8 empty] | 44%
285 |  | SELECT W/W PODS | 0 | [7 empty] | 44%
286 |  | 1 | [8 empty] | 44%
SECTION UNDER 1000mm
ITEM
|  | TYPE | MODEL | WIDTH | LENGTH | HEIGHT | SECTIONS | FLOW RATE
210 | CONFIGURATION | WALL | CANOPY TYPE | [7 empty] | 44%
104 | LIGHTS | LIGHT SELECTION | [8 empty] | 31%
234 | SPECIAL WORKS | SELECT WORKS | [8 empty] | 44%
| SPECIAL WORKS | SELECT WORKS | [8 empty] | 44%
| SPECIAL WORKS | BIM/ REVIT per CANOPY | [8 empty] | 44% |  |  |  | always include
289 | WALL CLADDING | SELECT CLADDING |  | Ex-works, supply only, delivery extra | [6 empty] | 44%
242 | INFILL PANEL |  | m² | [7 empty] | 44%
220 | CRATING |  | m³ | [7 empty] | 44%
103 | GREASE FILTERS | [9 empty] | 44%
| PSU / JUNCTION BOX | 0 | [8 empty] | 44%
107 | [10 empty] | 44%
|  | SELECT PANEL | [8 empty] | 44%
285 |  | SELECT W/W PODS | 0 | [7 empty] | 44%
286 |  | 1 | [8 empty] | 44%
DELIVERY & INSTALLATION
222 | DELIVERY 1 x 7.5T TAIL LIFT 3200KGS | 1 | LONDON in FORS GOLD(varies) | CHECK SIZE OF LOAD BEFORE ENTERING QUANTITY | [6 empty] | 33%
257 | PLANT HIRE | 1 | SL10 GENIE | Install of 6no Pieces of Canopy Max | [6 empty] | 33%
257 | PLANT HIRE | 1 | PECO LIFT | Install of 6no Pieces of Canopy Max | [6 empty] | 33%
222 |  |  | SELECT LOCATION… | [7 empty] | 33%
400 | STRIP OUT |  | PER DAY | [5 empty] | 610 |  | 33%
102 | CONSUMABLES 15(P) + 19(H) |  | PER METER OF CANOPY | [5 empty] | 34 |  | 33%
400 | INSTALLATION NORMAL HOURS | 2 | 2 Pieces = 1 Day, 4 Pieces = 1.5 Days, 6 Pieces = 2 Days, 8 Pieces = 2.5 Days (1 Section up to 3m long equals 2 Pieces) + logistics | [5 empty] | 610 |  | 40%
400 | INSTALLATION AFTER HOURS |  | 2 Pieces = 1 Day, 4 Pieces = 1.5 Days, 6 Pieces = 2 Days, 8 Pieces = 2.5 Days (1 Section up to 3m long equals 2 Pieces) + logistics | [5 empty] | 1220 |  | 40%
253 | WALL CLADDING INSTALLATION |  | 6M PER DAY | [5 empty] | 610 |  | 33%
253 | OVERNIGHT/ TRAVEL EXPENSES |  | PER NIGHT PER TEAM | [5 empty] | 220 |  | 33%
280 | TEST & COMMISSION | 1 | ONE Engineer, 1 day per 4no UV or W/W Sections of Canopy | [5 empty] | 604 |  | 33%
| GAS INTERLOCK (INSTALLED) |  | MERLIN CT1750 (INCLUDES PRESSURE SWITCH) | [5 empty] | 1029 |  | 33%
| CO SENSOR (SOLID FUEL) |  | MERLIN CH4CO (ELE-683) CARBON MONOXIDE MONITOR | [5 empty] | 210.72 |  | 33%
| CO2 SENSOR (DCKV) |  | MERLIN CO CABON DIOXIDE MONITOR | [5 empty] | 234.9 |  | 33%
284 | BMS FAULT INTERFACE | 1 | OPTIONAL ITEM Add to all Canary Wharf Projects | [5 empty] | 215 |  | 33%
Office Use Only
Installation cost assumes each pair has their own alps & step ladders
Waterwash control panel does not include for a Touchscreen, if required it needs to be added as an option

## CANOPY - Gound (2)
| Gound - Main Kitchen | [12 empty] | JAN25-19
| Job No. | 35860 |  |  | Project Name | Corus Hotel
| Customer | Colin Tracey (Vision) |  |  | Location | Hyde Park, London | [8 empty] | RECO CANOPIES MUST HAVE COALESCERS
| Sales Manager / Estimator initials | CM/SS |  |  | Date | 02/04/2025 | [6 empty] | Revision No | C | GP SHOULD BE MINIMUM 44%
| CURRENCY | 2.82%
| CURRENCY | % | COMMISSION | [5 empty] | COST | TOTAL COST | GP | Sell | SELL | PROFIT
SECTION UNDER 1000mm
02.07
|  | TYPE | MODEL | WIDTH | LENGTH | HEIGHT | SECTIONS | FLOW RATE
| CONFIGURATION | WALL | CMWF | 1500 | 3350 | 555 | 2 | 1.58 |  |  | 44%
104 | LIGHTS | LARGE LED Spots inc DALI | 6 | [7 empty] | 31%
234 | SPECIAL WORKS | SELECT WORKS | [8 empty] | 44%
| SPECIAL WORKS | SELECT WORKS | [8 empty] | 44%
| SPECIAL WORKS | BIM/ REVIT per CANOPY | 1 | [7 empty] | 44% |  |  |  | always include
289 | WALL CLADDING | SELECT CLADDING |  | Ex-works, supply only, delivery extra | [6 empty] | 44%
242 | INFILL PANEL |  | m² | Up to 500mm high only. | [6 empty] | 44%
220 | CRATING |  | m³ | [7 empty] | 44%
| GREASE FILTERS | [9 empty] | 44% |  |  |  |  | MUA VOL: 1.34
| PSU / JUNCTION BOX | 1 | [8 empty] | 44%
107 | [10 empty] | 44%
|  | CP1S | [8 empty] | 44%
285 |  | 2000-S | 2 | [7 empty] | 44%
286 |  | 1 | [8 empty] | 44%
SECTION UNDER 1000mm
04.08
|  | TYPE | MODEL | WIDTH | LENGTH | HEIGHT | SECTIONS
210 | CONFIGURATION | WALL | CXW | 1100 | 1100 | 555 | 1 | 0.25 |  |  | 44%
104 | LIGHTS | LED STRIP L6 Inc DALI | 1 | [7 empty] | 31%
234 | SPECIAL WORKS | SELECT WORKS | [8 empty] | 44%
| SPECIAL WORKS | SELECT WORKS | [8 empty] | 44%
| SPECIAL WORKS | BIM/ REVIT per CANOPY | [8 empty] | 44% |  |  |  | always include
289 | WALL CLADDING | SELECT CLADDING |  | Ex-works, supply only, delivery extra | [6 empty] | 44%
242 | INFILL PANEL |  | m² | Up to 500mm high only. | [6 empty] | 44%
220 | CRATING |  | m³ | [7 empty] | 44%
103 | GREASE FILTERS | [9 empty] | 44%
| PSU / JUNCTION BOX | 1 | [8 empty] | 44%
107 | [10 empty] | 44%
|  | SELECT PANEL | [8 empty] | 44%
285 |  | SELECT W/W PODS | 0 | [7 empty] | 44%
286 |  | 1 | [8 empty] | 44%
SECTION UNDER 1000mm
05.11
|  | TYPE | MODEL | WIDTH | LENGTH | HEIGHT | SECTIONS | FLOW RATE
210 | CONFIGURATION | ISLAND | UVF | 2500 | 3400 | 555 | 2 | 2.04 |  |  | 44%
104 | LIGHTS | LIGHT SELECTION | [8 empty] | 31%
234 | SPECIAL WORKS | SELECT WORKS | [8 empty] | 44%
| SPECIAL WORKS | SELECT WORKS | [8 empty] | 44%
| SPECIAL WORKS | BIM/ REVIT per CANOPY | [8 empty] | 44% |  |  |  | always include
289 | WALL CLADDING | SELECT CLADDING |  | Ex-works, supply only, delivery extra | [6 empty] | 44%
242 | INFILL PANEL |  | m² | Up to 500mm high only. | [6 empty] | 44%
220 | CRATING |  | m³ | [7 empty] | 44%
103 | GREASE FILTERS | [9 empty] | 44% |  |  |  |  | MUA VOL: 1.52Max
| PSU / JUNCTION BOX | 1 | [8 empty] | 44%
107 | [10 empty] | 44%
|  | SELECT PANEL | [8 empty] | 44%
285 |  | SELECT W/W PODS | 0 | [7 empty] | 44%
286 | GOT - 112 | 1 | [6 empty] | 336.21 |  | 44%
SECTION UNDER 1000mm
ITEM
|  | TYPE | MODEL | WIDTH | LENGTH | HEIGHT | SECTIONS | FLOW RATE
210 | CONFIGURATION | WALL | CANOPY TYPE | [7 empty] | 44%
104 | LIGHTS | LIGHT SELECTION |  | 100 | [6 empty] | 31%
234 | SPECIAL WORKS | SELECT WORKS | [8 empty] | 44%
| SPECIAL WORKS | SELECT WORKS | [8 empty] | 44%
| SPECIAL WORKS | BIM/ REVIT per CANOPY | [8 empty] | 44% |  |  |  | always include
289 | WALL CLADDING | SELECT CLADDING |  | Ex-works, supply only, delivery extra | [6 empty] | 44%
242 | INFILL PANEL |  | m² | Up to 500mm high only. | [6 empty] | 44%
220 | CRATING |  | m³ | [7 empty] | 44%
103 | GREASE FILTERS | [9 empty] | 44%
| PSU / JUNCTION BOX | 0 | [8 empty] | 44%
107 | [10 empty] | 44%
|  | SELECT PANEL | [8 empty] | 44%
285 |  | SELECT W/W PODS | 0 | [7 empty] | 44%
286 |  | 1 | [8 empty] | 44%
SECTION UNDER 1000mm
ITEM
|  | TYPE | MODEL | WIDTH | LENGTH | HEIGHT | SECTIONS | FLOW RATE
210 | CONFIGURATION | WALL | CANOPY TYPE | [7 empty] | 44%
104 | LIGHTS | LIGHT SELECTION | [8 empty] | 31%
234 | SPECIAL WORKS | SELECT WORKS | [8 empty] | 44%
| SPECIAL WORKS | SELECT WORKS | [8 empty] | 44%
| SPECIAL WORKS | BIM/ REVIT per CANOPY | [8 empty] | 44% |  |  |  | always include
289 | WALL CLADDING | SELECT CLADDING |  | Ex-works, supply only, delivery extra | [6 empty] | 44%
242 | INFILL PANEL |  | m² | Up to 500mm high only. | [6 empty] | 44%
220 | CRATING |  | m³ | [7 empty] | 44%
103 | GREASE FILTERS | [9 empty] | 44%
| PSU / JUNCTION BOX | 0 | [8 empty] | 44%
107 | [10 empty] | 44%
|  | SELECT PANEL | [8 empty] | 44%
285 |  | SELECT W/W PODS | 0 | [7 empty] | 44%
286 |  | 1 | [8 empty] | 44%
SECTION UNDER 1000mm
ITEM
|  | TYPE | MODEL | WIDTH | LENGTH | HEIGHT | SECTIONS | FLOW RATE
210 | CONFIGURATION | WALL | CANOPY TYPE | [7 empty] | 44%
104 | LIGHTS | LIGHT SELECTION | [8 empty] | 31%
234 | SPECIAL WORKS | SELECT WORKS | [8 empty] | 44%
| SPECIAL WORKS | SELECT WORKS | [8 empty] | 44%
| SPECIAL WORKS | BIM/ REVIT per CANOPY | [8 empty] | 44% |  |  |  | always include
289 | WALL CLADDING | SELECT CLADDING |  | Ex-works, supply only, delivery extra | [6 empty] | 44%
242 | INFILL PANEL |  | m² | [7 empty] | 44%
220 | CRATING |  | m³ | [7 empty] | 44%
103 | GREASE FILTERS | [9 empty] | 44%
| PSU / JUNCTION BOX | 0 | [8 empty] | 44%
107 | [10 empty] | 44%
|  | SELECT PANEL | [8 empty] | 44%
285 |  | SELECT W/W PODS | 0 | [7 empty] | 44%
286 |  | 1 | [8 empty] | 44%
SECTION UNDER 1000mm
ITEM
|  | TYPE | MODEL | WIDTH | LENGTH | HEIGHT | SECTIONS | FLOW RATE
210 | CONFIGURATION | WALL | CANOPY TYPE | [7 empty] | 44%
104 | LIGHTS | LIGHT SELECTION | [8 empty] | 31%
234 | SPECIAL WORKS | SELECT WORKS | [8 empty] | 44%
| SPECIAL WORKS | SELECT WORKS | [8 empty] | 44%
| SPECIAL WORKS | BIM/ REVIT per CANOPY | [8 empty] | 44% |  |  |  | always include
289 | WALL CLADDING | SELECT CLADDING |  | Ex-works, supply only, delivery extra | [6 empty] | 44%
242 | INFILL PANEL |  | m² | [7 empty] | 44%
220 | CRATING |  | m³ | [7 empty] | 44%
103 | GREASE FILTERS | [9 empty] | 44%
| PSU / JUNCTION BOX | 0 | [8 empty] | 44%
107 | [10 empty] | 44%
|  | SELECT PANEL | [8 empty] | 44%
285 |  | SELECT W/W PODS | 0 | [7 empty] | 44%
286 |  | 1 | [8 empty] | 44%
SECTION UNDER 1000mm
ITEM
|  | TYPE | MODEL | WIDTH | LENGTH | HEIGHT | SECTIONS | FLOW RATE
210 | CONFIGURATION | WALL | CANOPY TYPE | [7 empty] | 44%
104 | LIGHTS | LIGHT SELECTION | [8 empty] | 31%
234 | SPECIAL WORKS | SELECT WORKS | [8 empty] | 44%
| SPECIAL WORKS | SELECT WORKS | [8 empty] | 44%
| SPECIAL WORKS | BIM/ REVIT per CANOPY | [8 empty] | 44% |  |  |  | always include
289 | WALL CLADDING | SELECT CLADDING |  | Ex-works, supply only, delivery extra | [6 empty] | 44%
242 | INFILL PANEL |  | m² | [7 empty] | 44%
220 | CRATING |  | m³ | [7 empty] | 44%
103 | GREASE FILTERS | [9 empty] | 44%
| PSU / JUNCTION BOX | 0 | [8 empty] | 44%
107 | [10 empty] | 44%
|  | SELECT PANEL | [8 empty] | 44%
285 |  | SELECT W/W PODS | 0 | [7 empty] | 44%
286 |  | 1 | [8 empty] | 44%
SECTION UNDER 1000mm
ITEM
|  | TYPE | MODEL | WIDTH | LENGTH | HEIGHT | SECTIONS | FLOW RATE
210 | CONFIGURATION | WALL | CANOPY TYPE | [7 empty] | 44%
104 | LIGHTS | LIGHT SELECTION | [8 empty] | 31%
234 | SPECIAL WORKS | SELECT WORKS | [8 empty] | 44%
| SPECIAL WORKS | SELECT WORKS | [8 empty] | 44%
| SPECIAL WORKS | BIM/ REVIT per CANOPY | [8 empty] | 44% |  |  |  | always include
289 | WALL CLADDING | SELECT CLADDING |  | Ex-works, supply only, delivery extra | [6 empty] | 44%
242 | INFILL PANEL |  | m² | [7 empty] | 44%
220 | CRATING |  | m³ | [7 empty] | 44%
103 | GREASE FILTERS | [9 empty] | 44%
| PSU / JUNCTION BOX | 0 | [8 empty] | 44%
107 | [10 empty] | 44%
|  | SELECT PANEL | [8 empty] | 44%
285 |  | SELECT W/W PODS | 0 | [7 empty] | 44%
286 |  | 1 | [8 empty] | 44%
SECTION UNDER 1000mm
ITEM
|  | TYPE | MODEL | WIDTH | LENGTH | HEIGHT | SECTIONS | FLOW RATE
210 | CONFIGURATION | WALL | CANOPY TYPE | [7 empty] | 44%
104 | LIGHTS | LIGHT SELECTION | [8 empty] | 31%
234 | SPECIAL WORKS | SELECT WORKS | [8 empty] | 44%
| SPECIAL WORKS | SELECT WORKS | [8 empty] | 44%
| SPECIAL WORKS | BIM/ REVIT per CANOPY | [8 empty] | 44% |  |  |  | always include
289 | WALL CLADDING | SELECT CLADDING |  | Ex-works, supply only, delivery extra | [6 empty] | 44%
242 | INFILL PANEL |  | m² | [7 empty] | 44%
220 | CRATING |  | m³ | [7 empty] | 44%
103 | GREASE FILTERS | [9 empty] | 44%
| PSU / JUNCTION BOX | 0 | [8 empty] | 44%
107 | [10 empty] | 44%
|  | SELECT PANEL | [8 empty] | 44%
285 |  | SELECT W/W PODS | 0 | [7 empty] | 44%
286 |  | 1 | [8 empty] | 44%
DELIVERY & INSTALLATION
222 | DELIVERY 1 x 7.5T TAIL LIFT 3200KGS | 1 | LONDON in FORS GOLD(varies) | CHECK SIZE OF LOAD BEFORE ENTERING QUANTITY | [6 empty] | 33%
257 | PLANT HIRE | 1 | SL10 GENIE | Install of 6no Pieces of Canopy Max | [6 empty] | 33%
257 | PLANT HIRE | 1 | PECO LIFT | Install of 6no Pieces of Canopy Max | [6 empty] | 33%
222 |  |  | SELECT LOCATION… | [7 empty] | 33%
400 | STRIP OUT |  | PER DAY | [5 empty] | 610 |  | 33%
102 | CONSUMABLES 15(P) + 19(H) |  | PER METER OF CANOPY | [5 empty] | 34 |  | 33%
400 | INSTALLATION NORMAL HOURS | 4 | 2 Pieces = 1 Day, 4 Pieces = 1.5 Days, 6 Pieces = 2 Days, 8 Pieces = 2.5 Days (1 Section up to 3m long equals 2 Pieces) + logistics | [5 empty] | 610 |  | 40%
400 | INSTALLATION AFTER HOURS |  | 2 Pieces = 1 Day, 4 Pieces = 1.5 Days, 6 Pieces = 2 Days, 8 Pieces = 2.5 Days (1 Section up to 3m long equals 2 Pieces) + logistics | [5 empty] | 1220 |  | 40%
253 | WALL CLADDING INSTALLATION |  | 6M PER DAY | [5 empty] | 610 |  | 33%
253 | OVERNIGHT/ TRAVEL EXPENSES |  | PER NIGHT PER TEAM | [5 empty] | 220 |  | 33%
280 | TEST & COMMISSION | 2 | ONE Engineer, 1 day per 4no UV or W/W Sections of Canopy | [5 empty] | 604 |  | 33%
| GAS INTERLOCK (INSTALLED) |  | MERLIN CT1750 (INCLUDES PRESSURE SWITCH) | [5 empty] | 1029 |  | 33%
| CO SENSOR (SOLID FUEL) |  | MERLIN CH4CO (ELE-683) CARBON MONOXIDE MONITOR | [5 empty] | 210.72 |  | 33%
| CO2 SENSOR (DCKV) |  | MERLIN CO CABON DIOXIDE MONITOR | [5 empty] | 234.9 |  | 33%
284 | BMS FAULT INTERFACE | 1 | OPTIONAL ITEM Add to all Canary Wharf Projects | [5 empty] | 215 |  | 33%
Office Use Only
Installation cost assumes each pair has their own alps & step ladders
Waterwash control panel does not include for a Touchscreen, if required it needs to be added as an option

## CANOPY (13) (hidden)
| F24 - 19 CANOPY COST SHEET | [12 empty] | JAN25-19
| Job No. |  |  |  | Project Name
| Customer |  |  |  | Location | [9 empty] | RECO CANOPIES MUST HAVE COALESCERS
| Sales Manager / Estimator initials |  |  |  | Date | [7 empty] | Revision No | C | GP SHOULD BE MINIMUM 44%
CURRENCY
| CURRENCY | % | COMMISSION | [5 empty] | COST | TOTAL COST | GP | Sell | SELL | PROFIT
SECTION UNDER 1000mm
ITEM
|  | TYPE | MODEL | WIDTH | LENGTH | HEIGHT | SECTIONS | FLOW RATE
| CONFIGURATION | WALL | CANOPY TYPE | [7 empty] | 44%
104 | LIGHTS | LIGHT SELECTION | [8 empty] | 31%
234 | SPECIAL WORKS | SELECT WORKS | [8 empty] | 44%
| SPECIAL WORKS | SELECT WORKS | [8 empty] | 44%
| SPECIAL WORKS | BIM/ REVIT per CANOPY | 1 | [7 empty] | 44% |  |  |  | always include
289 | WALL CLADDING | SELECT CLADDING |  | Ex-works, supply only, delivery extra | [6 empty] | 44%
242 | INFILL PANEL |  | m² | Up to 500mm high only. | [6 empty] | 44%
220 | CRATING |  | m³ | [7 empty] | 44%
| GREASE FILTERS | [9 empty] | 44%
| PSU / JUNCTION BOX | 0 | [8 empty] | 44%
107 | [10 empty] | 44%
|  | SELECT PANEL | [8 empty] | 44%
285 |  | SELECT W/W PODS | 0 | [7 empty] | 44%
286 |  | 1 | [8 empty] | 44%
SECTION UNDER 1000mm
ITEM
|  | TYPE | MODEL | WIDTH | LENGTH | HEIGHT | SECTIONS
210 | CONFIGURATION | WALL | CANOPY TYPE | [7 empty] | 44%
104 | LIGHTS | LIGHT SELECTION | [8 empty] | 31%
234 | SPECIAL WORKS | SELECT WORKS | [8 empty] | 44%
| SPECIAL WORKS | SELECT WORKS | [8 empty] | 44%
| SPECIAL WORKS | BIM/ REVIT per CANOPY | [8 empty] | 44% |  |  |  | always include
289 | WALL CLADDING | SELECT CLADDING |  | Ex-works, supply only, delivery extra | [6 empty] | 44%
242 | INFILL PANEL |  | m² | Up to 500mm high only. | [6 empty] | 44%
220 | CRATING |  | m³ | [7 empty] | 44%
103 | GREASE FILTERS | [9 empty] | 44%
| PSU / JUNCTION BOX | 0 | [8 empty] | 44%
107 | [10 empty] | 44%
|  | SELECT PANEL | [8 empty] | 44%
285 |  | SELECT W/W PODS | 0 | [7 empty] | 44%
286 |  | 1 | [8 empty] | 44%
SECTION UNDER 1000mm
ITEM
|  | TYPE | MODEL | WIDTH | LENGTH | HEIGHT | SECTIONS | FLOW RATE
210 | CONFIGURATION | WALL | CANOPY TYPE | [7 empty] | 44%
104 | LIGHTS | LIGHT SELECTION | [8 empty] | 31%
234 | SPECIAL WORKS | SELECT WORKS | [8 empty] | 44%
| SPECIAL WORKS | SELECT WORKS | [8 empty] | 44%
| SPECIAL WORKS | BIM/ REVIT per CANOPY | [8 empty] | 44% |  |  |  | always include
289 | WALL CLADDING | SELECT CLADDING |  | Ex-works, supply only, delivery extra | [6 empty] | 44%
242 | INFILL PANEL |  | m² | Up to 500mm high only. | [6 empty] | 44%
220 | CRATING |  | m³ | [7 empty] | 44%
103 | GREASE FILTERS | [9 empty] | 44%
| PSU / JUNCTION BOX | 0 | [8 empty] | 44%
107 | [10 empty] | 44%
|  | SELECT PANEL | [8 empty] | 44%
285 |  | SELECT W/W PODS | 0 | [7 empty] | 44%
286 |  | 1 | [8 empty] | 44%
SECTION UNDER 1000mm
ITEM
|  | TYPE | MODEL | WIDTH | LENGTH | HEIGHT | SECTIONS | FLOW RATE
210 | CONFIGURATION | WALL | CANOPY TYPE | [7 empty] | 44%
104 | LIGHTS | LIGHT SELECTION |  | 100 | [6 empty] | 31%
234 | SPECIAL WORKS | SELECT WORKS | [8 empty] | 44%
| SPECIAL WORKS | SELECT WORKS | [8 empty] | 44%
| SPECIAL WORKS | BIM/ REVIT per CANOPY | [8 empty] | 44% |  |  |  | always include
289 | WALL CLADDING | SELECT CLADDING |  | Ex-works, supply only, delivery extra | [6 empty] | 44%
242 | INFILL PANEL |  | m² | Up to 500mm high only. | [6 empty] | 44%
220 | CRATING |  | m³ | [7 empty] | 44%
103 | GREASE FILTERS | [9 empty] | 44%
| PSU / JUNCTION BOX | 0 | [8 empty] | 44%
107 | [10 empty] | 44%
|  | SELECT PANEL | [8 empty] | 44%
285 |  | SELECT W/W PODS | 0 | [7 empty] | 44%
286 |  | 1 | [8 empty] | 44%
SECTION UNDER 1000mm
ITEM
|  | TYPE | MODEL | WIDTH | LENGTH | HEIGHT | SECTIONS | FLOW RATE
210 | CONFIGURATION | WALL | CANOPY TYPE | [7 empty] | 44%
104 | LIGHTS | LIGHT SELECTION | [8 empty] | 31%
234 | SPECIAL WORKS | SELECT WORKS | [8 empty] | 44%
| SPECIAL WORKS | SELECT WORKS | [8 empty] | 44%
| SPECIAL WORKS | BIM/ REVIT per CANOPY | [8 empty] | 44% |  |  |  | always include
289 | WALL CLADDING | SELECT CLADDING |  | Ex-works, supply only, delivery extra | [6 empty] | 44%
242 | INFILL PANEL |  | m² | Up to 500mm high only. | [6 empty] | 44%
220 | CRATING |  | m³ | [7 empty] | 44%
103 | GREASE FILTERS | [9 empty] | 44%
| PSU / JUNCTION BOX | 0 | [8 empty] | 44%
107 | [10 empty] | 44%
|  | SELECT PANEL | [8 empty] | 44%
285 |  | SELECT W/W PODS | 0 | [7 empty] | 44%
286 |  | 1 | [8 empty] | 44%
SECTION UNDER 1000mm
ITEM
|  | TYPE | MODEL | WIDTH | LENGTH | HEIGHT | SECTIONS | FLOW RATE
210 | CONFIGURATION | WALL | CANOPY TYPE | [7 empty] | 44%
104 | LIGHTS | LIGHT SELECTION | [8 empty] | 31%
234 | SPECIAL WORKS | SELECT WORKS | [8 empty] | 44%
| SPECIAL WORKS | SELECT WORKS | [8 empty] | 44%
| SPECIAL WORKS | BIM/ REVIT per CANOPY | [8 empty] | 44% |  |  |  | always include
289 | WALL CLADDING | SELECT CLADDING |  | Ex-works, supply only, delivery extra | [6 empty] | 44%
242 | INFILL PANEL |  | m² | [7 empty] | 44%
220 | CRATING |  | m³ | [7 empty] | 44%
103 | GREASE FILTERS | [9 empty] | 44%
| PSU / JUNCTION BOX | 0 | [8 empty] | 44%
107 | [10 empty] | 44%
|  | SELECT PANEL | [8 empty] | 44%
285 |  | SELECT W/W PODS | 0 | [7 empty] | 44%
286 |  | 1 | [8 empty] | 44%
SECTION UNDER 1000mm
ITEM
|  | TYPE | MODEL | WIDTH | LENGTH | HEIGHT | SECTIONS | FLOW RATE
210 | CONFIGURATION | WALL | CANOPY TYPE | [7 empty] | 44%
104 | LIGHTS | LIGHT SELECTION | [8 empty] | 31%
234 | SPECIAL WORKS | SELECT WORKS | [8 empty] | 44%
| SPECIAL WORKS | SELECT WORKS | [8 empty] | 44%
| SPECIAL WORKS | BIM/ REVIT per CANOPY | [8 empty] | 44% |  |  |  | always include
289 | WALL CLADDING | SELECT CLADDING |  | Ex-works, supply only, delivery extra | [6 empty] | 44%
242 | INFILL PANEL |  | m² | [7 empty] | 44%
220 | CRATING |  | m³ | [7 empty] | 44%
103 | GREASE FILTERS | [9 empty] | 44%
| PSU / JUNCTION BOX | 0 | [8 empty] | 44%
107 | [10 empty] | 44%
|  | SELECT PANEL | [8 empty] | 44%
285 |  | SELECT W/W PODS | 0 | [7 empty] | 44%
286 |  | 1 | [8 empty] | 44%
SECTION UNDER 1000mm
ITEM
|  | TYPE | MODEL | WIDTH | LENGTH | HEIGHT | SECTIONS | FLOW RATE
210 | CONFIGURATION | WALL | CANOPY TYPE | [7 empty] | 44%
104 | LIGHTS | LIGHT SELECTION | [8 empty] | 31%
234 | SPECIAL WORKS | SELECT WORKS | [8 empty] | 44%
| SPECIAL WORKS | SELECT WORKS | [8 empty] | 44%
| SPECIAL WORKS | BIM/ REVIT per CANOPY | [8 empty] | 44% |  |  |  | always include
289 | WALL CLADDING | SELECT CLADDING |  | Ex-works, supply only, delivery extra | [6 empty] | 44%
242 | INFILL PANEL |  | m² | [7 empty] | 44%
220 | CRATING |  | m³ | [7 empty] | 44%
103 | GREASE FILTERS | [9 empty] | 44%
| PSU / JUNCTION BOX | 0 | [8 empty] | 44%
107 | [10 empty] | 44%
|  | SELECT PANEL | [8 empty] | 44%
285 |  | SELECT W/W PODS | 0 | [7 empty] | 44%
286 |  | 1 | [8 empty] | 44%
SECTION UNDER 1000mm
ITEM
|  | TYPE | MODEL | WIDTH | LENGTH | HEIGHT | SECTIONS | FLOW RATE
210 | CONFIGURATION | WALL | CANOPY TYPE | [7 empty] | 44%
104 | LIGHTS | LIGHT SELECTION | [8 empty] | 31%
234 | SPECIAL WORKS | SELECT WORKS | [8 empty] | 44%
| SPECIAL WORKS | SELECT WORKS | [8 empty] | 44%
| SPECIAL WORKS | BIM/ REVIT per CANOPY | [8 empty] | 44% |  |  |  | always include
289 | WALL CLADDING | SELECT CLADDING |  | Ex-works, supply only, delivery extra | [6 empty] | 44%
242 | INFILL PANEL |  | m² | [7 empty] | 44%
220 | CRATING |  | m³ | [7 empty] | 44%
103 | GREASE FILTERS | [9 empty] | 44%
| PSU / JUNCTION BOX | 0 | [8 empty] | 44%
107 | [10 empty] | 44%
|  | SELECT PANEL | [8 empty] | 44%
285 |  | SELECT W/W PODS | 0 | [7 empty] | 44%
286 |  | 1 | [8 empty] | 44%
SECTION UNDER 1000mm
ITEM
|  | TYPE | MODEL | WIDTH | LENGTH | HEIGHT | SECTIONS | FLOW RATE
210 | CONFIGURATION | WALL | CANOPY TYPE | [7 empty] | 44%
104 | LIGHTS | LIGHT SELECTION | [8 empty] | 31%
234 | SPECIAL WORKS | SELECT WORKS | [8 empty] | 44%
| SPECIAL WORKS | SELECT WORKS | [8 empty] | 44%
| SPECIAL WORKS | BIM/ REVIT per CANOPY | [8 empty] | 44% |  |  |  | always include
289 | WALL CLADDING | SELECT CLADDING |  | Ex-works, supply only, delivery extra | [6 empty] | 44%
242 | INFILL PANEL |  | m² | [7 empty] | 44%
220 | CRATING |  | m³ | [7 empty] | 44%
103 | GREASE FILTERS | [9 empty] | 44%
| PSU / JUNCTION BOX | 0 | [8 empty] | 44%
107 | [10 empty] | 44%
|  | SELECT PANEL | [8 empty] | 44%
285 |  | SELECT W/W PODS | 0 | [7 empty] | 44%
286 |  | 1 | [8 empty] | 44%
DELIVERY & INSTALLATION
222 | DELIVERY 1 x 7.5T TAIL LIFT 3200KGS |  | SELECT LOCATION… | CHECK SIZE OF LOAD BEFORE ENTERING QUANTITY | [6 empty] | 33%
257 | PLANT HIRE |  | PLANT SELECTION (weekly) | Install of 6no Pieces of Canopy Max | [6 empty] | 33%
257 | PLANT HIRE |  | PLANT SELECTION (weekly) | Install of 6no Pieces of Canopy Max | [6 empty] | 33%
222 |  |  | SELECT LOCATION… | [7 empty] | 33%
400 | STRIP OUT |  | PER DAY | [5 empty] | 610 |  | 33%
102 | CONSUMABLES 15(P) + 19(H) |  | PER METER OF CANOPY | [5 empty] | 34 |  | 33%
400 | INSTALLATION NORMAL HOURS |  | 2 Pieces = 1 Day, 4 Pieces = 1.5 Days, 6 Pieces = 2 Days, 8 Pieces = 2.5 Days (1 Section up to 3m long equals 2 Pieces) + logistics | [5 empty] | 610 |  | 40%
400 | INSTALLATION AFTER HOURS |  | 2 Pieces = 1 Day, 4 Pieces = 1.5 Days, 6 Pieces = 2 Days, 8 Pieces = 2.5 Days (1 Section up to 3m long equals 2 Pieces) + logistics | [5 empty] | 1220 |  | 40%
253 | WALL CLADDING INSTALLATION |  | 6M PER DAY | [5 empty] | 610 |  | 33%
253 | OVERNIGHT/ TRAVEL EXPENSES |  | PER NIGHT PER TEAM | [5 empty] | 220 |  | 33%
280 | TEST & COMMISSION |  | ONE Engineer, 1 day per 4no UV or W/W Sections of Canopy | [5 empty] | 604 |  | 33%
| GAS INTERLOCK (INSTALLED) |  | MERLIN CT1750 (INCLUDES PRESSURE SWITCH) | [5 empty] | 1029 |  | 33%
| CO SENSOR (SOLID FUEL) |  | MERLIN CH4CO (ELE-683) CARBON MONOXIDE MONITOR | [5 empty] | 210.72 |  | 33%
| CO2 SENSOR (DCKV) |  | MERLIN CO CABON DIOXIDE MONITOR | [5 empty] | 234.9 |  | 33%
284 | BMS FAULT INTERFACE |  | OPTIONAL ITEM Add to all Canary Wharf Projects | [5 empty] | 215 |  | 33%
Office Use Only
Installation cost assumes each pair has their own alps & step ladders
Waterwash control panel does not include for a Touchscreen, if required it needs to be added as an option

## CANOPY (12) (hidden)
| F24 - 19 CANOPY COST SHEET | [12 empty] | JAN25-19
| Job No. |  |  |  | Project Name
| Customer |  |  |  | Location | [9 empty] | RECO CANOPIES MUST HAVE COALESCERS
| Sales Manager / Estimator initials |  |  |  | Date | [7 empty] | Revision No | C | GP SHOULD BE MINIMUM 44%
CURRENCY
| CURRENCY | % | COMMISSION | [5 empty] | COST | TOTAL COST | GP | Sell | SELL | PROFIT
SECTION UNDER 1000mm
ITEM
|  | TYPE | MODEL | WIDTH | LENGTH | HEIGHT | SECTIONS | FLOW RATE
| CONFIGURATION | WALL | CANOPY TYPE | [7 empty] | 44%
104 | LIGHTS | LIGHT SELECTION | [8 empty] | 31%
234 | SPECIAL WORKS | SELECT WORKS | [8 empty] | 44%
| SPECIAL WORKS | SELECT WORKS | [8 empty] | 44%
| SPECIAL WORKS | BIM/ REVIT per CANOPY | 1 | [7 empty] | 44% |  |  |  | always include
289 | WALL CLADDING | SELECT CLADDING |  | Ex-works, supply only, delivery extra | [6 empty] | 44%
242 | INFILL PANEL |  | m² | Up to 500mm high only. | [6 empty] | 44%
220 | CRATING |  | m³ | [7 empty] | 44%
| GREASE FILTERS | [9 empty] | 44%
| PSU / JUNCTION BOX | 0 | [8 empty] | 44%
107 | [10 empty] | 44%
|  | SELECT PANEL | [8 empty] | 44%
285 |  | SELECT W/W PODS | 0 | [7 empty] | 44%
286 |  | 1 | [8 empty] | 44%
SECTION UNDER 1000mm
ITEM
|  | TYPE | MODEL | WIDTH | LENGTH | HEIGHT | SECTIONS
210 | CONFIGURATION | WALL | CANOPY TYPE | [7 empty] | 44%
104 | LIGHTS | LIGHT SELECTION | [8 empty] | 31%
234 | SPECIAL WORKS | SELECT WORKS | [8 empty] | 44%
| SPECIAL WORKS | SELECT WORKS | [8 empty] | 44%
| SPECIAL WORKS | BIM/ REVIT per CANOPY | [8 empty] | 44% |  |  |  | always include
289 | WALL CLADDING | SELECT CLADDING |  | Ex-works, supply only, delivery extra | [6 empty] | 44%
242 | INFILL PANEL |  | m² | Up to 500mm high only. | [6 empty] | 44%
220 | CRATING |  | m³ | [7 empty] | 44%
103 | GREASE FILTERS | [9 empty] | 44%
| PSU / JUNCTION BOX | 0 | [8 empty] | 44%
107 | [10 empty] | 44%
|  | SELECT PANEL | [8 empty] | 44%
285 |  | SELECT W/W PODS | 0 | [7 empty] | 44%
286 |  | 1 | [8 empty] | 44%
SECTION UNDER 1000mm
ITEM
|  | TYPE | MODEL | WIDTH | LENGTH | HEIGHT | SECTIONS | FLOW RATE
210 | CONFIGURATION | WALL | CANOPY TYPE | [7 empty] | 44%
104 | LIGHTS | LIGHT SELECTION | [8 empty] | 31%
234 | SPECIAL WORKS | SELECT WORKS | [8 empty] | 44%
| SPECIAL WORKS | SELECT WORKS | [8 empty] | 44%
| SPECIAL WORKS | BIM/ REVIT per CANOPY | [8 empty] | 44% |  |  |  | always include
289 | WALL CLADDING | SELECT CLADDING |  | Ex-works, supply only, delivery extra | [6 empty] | 44%
242 | INFILL PANEL |  | m² | Up to 500mm high only. | [6 empty] | 44%
220 | CRATING |  | m³ | [7 empty] | 44%
103 | GREASE FILTERS | [9 empty] | 44%
| PSU / JUNCTION BOX | 0 | [8 empty] | 44%
107 | [10 empty] | 44%
|  | SELECT PANEL | [8 empty] | 44%
285 |  | SELECT W/W PODS | 0 | [7 empty] | 44%
286 |  | 1 | [8 empty] | 44%
SECTION UNDER 1000mm
ITEM
|  | TYPE | MODEL | WIDTH | LENGTH | HEIGHT | SECTIONS | FLOW RATE
210 | CONFIGURATION | WALL | CANOPY TYPE | [7 empty] | 44%
104 | LIGHTS | LIGHT SELECTION |  | 100 | [6 empty] | 31%
234 | SPECIAL WORKS | SELECT WORKS | [8 empty] | 44%
| SPECIAL WORKS | SELECT WORKS | [8 empty] | 44%
| SPECIAL WORKS | BIM/ REVIT per CANOPY | [8 empty] | 44% |  |  |  | always include
289 | WALL CLADDING | SELECT CLADDING |  | Ex-works, supply only, delivery extra | [6 empty] | 44%
242 | INFILL PANEL |  | m² | Up to 500mm high only. | [6 empty] | 44%
220 | CRATING |  | m³ | [7 empty] | 44%
103 | GREASE FILTERS | [9 empty] | 44%
| PSU / JUNCTION BOX | 0 | [8 empty] | 44%
107 | [10 empty] | 44%
|  | SELECT PANEL | [8 empty] | 44%
285 |  | SELECT W/W PODS | 0 | [7 empty] | 44%
286 |  | 1 | [8 empty] | 44%
SECTION UNDER 1000mm
ITEM
|  | TYPE | MODEL | WIDTH | LENGTH | HEIGHT | SECTIONS | FLOW RATE
210 | CONFIGURATION | WALL | CANOPY TYPE | [7 empty] | 44%
104 | LIGHTS | LIGHT SELECTION | [8 empty] | 31%
234 | SPECIAL WORKS | SELECT WORKS | [8 empty] | 44%
| SPECIAL WORKS | SELECT WORKS | [8 empty] | 44%
| SPECIAL WORKS | BIM/ REVIT per CANOPY | [8 empty] | 44% |  |  |  | always include
289 | WALL CLADDING | SELECT CLADDING |  | Ex-works, supply only, delivery extra | [6 empty] | 44%
242 | INFILL PANEL |  | m² | Up to 500mm high only. | [6 empty] | 44%
220 | CRATING |  | m³ | [7 empty] | 44%
103 | GREASE FILTERS | [9 empty] | 44%
| PSU / JUNCTION BOX | 0 | [8 empty] | 44%
107 | [10 empty] | 44%
|  | SELECT PANEL | [8 empty] | 44%
285 |  | SELECT W/W PODS | 0 | [7 empty] | 44%
286 |  | 1 | [8 empty] | 44%
SECTION UNDER 1000mm
ITEM
|  | TYPE | MODEL | WIDTH | LENGTH | HEIGHT | SECTIONS | FLOW RATE
210 | CONFIGURATION | WALL | CANOPY TYPE | [7 empty] | 44%
104 | LIGHTS | LIGHT SELECTION | [8 empty] | 31%
234 | SPECIAL WORKS | SELECT WORKS | [8 empty] | 44%
| SPECIAL WORKS | SELECT WORKS | [8 empty] | 44%
| SPECIAL WORKS | BIM/ REVIT per CANOPY | [8 empty] | 44% |  |  |  | always include
289 | WALL CLADDING | SELECT CLADDING |  | Ex-works, supply only, delivery extra | [6 empty] | 44%
242 | INFILL PANEL |  | m² | [7 empty] | 44%
220 | CRATING |  | m³ | [7 empty] | 44%
103 | GREASE FILTERS | [9 empty] | 44%
| PSU / JUNCTION BOX | 0 | [8 empty] | 44%
107 | [10 empty] | 44%
|  | SELECT PANEL | [8 empty] | 44%
285 |  | SELECT W/W PODS | 0 | [7 empty] | 44%
286 |  | 1 | [8 empty] | 44%
SECTION UNDER 1000mm
ITEM
|  | TYPE | MODEL | WIDTH | LENGTH | HEIGHT | SECTIONS | FLOW RATE
210 | CONFIGURATION | WALL | CANOPY TYPE | [7 empty] | 44%
104 | LIGHTS | LIGHT SELECTION | [8 empty] | 31%
234 | SPECIAL WORKS | SELECT WORKS | [8 empty] | 44%
| SPECIAL WORKS | SELECT WORKS | [8 empty] | 44%
| SPECIAL WORKS | BIM/ REVIT per CANOPY | [8 empty] | 44% |  |  |  | always include
289 | WALL CLADDING | SELECT CLADDING |  | Ex-works, supply only, delivery extra | [6 empty] | 44%
242 | INFILL PANEL |  | m² | [7 empty] | 44%
220 | CRATING |  | m³ | [7 empty] | 44%
103 | GREASE FILTERS | [9 empty] | 44%
| PSU / JUNCTION BOX | 0 | [8 empty] | 44%
107 | [10 empty] | 44%
|  | SELECT PANEL | [8 empty] | 44%
285 |  | SELECT W/W PODS | 0 | [7 empty] | 44%
286 |  | 1 | [8 empty] | 44%
SECTION UNDER 1000mm
ITEM
|  | TYPE | MODEL | WIDTH | LENGTH | HEIGHT | SECTIONS | FLOW RATE
210 | CONFIGURATION | WALL | CANOPY TYPE | [7 empty] | 44%
104 | LIGHTS | LIGHT SELECTION | [8 empty] | 31%
234 | SPECIAL WORKS | SELECT WORKS | [8 empty] | 44%
| SPECIAL WORKS | SELECT WORKS | [8 empty] | 44%
| SPECIAL WORKS | BIM/ REVIT per CANOPY | [8 empty] | 44% |  |  |  | always include
289 | WALL CLADDING | SELECT CLADDING |  | Ex-works, supply only, delivery extra | [6 empty] | 44%
242 | INFILL PANEL |  | m² | [7 empty] | 44%
220 | CRATING |  | m³ | [7 empty] | 44%
103 | GREASE FILTERS | [9 empty] | 44%
| PSU / JUNCTION BOX | 0 | [8 empty] | 44%
107 | [10 empty] | 44%
|  | SELECT PANEL | [8 empty] | 44%
285 |  | SELECT W/W PODS | 0 | [7 empty] | 44%
286 |  | 1 | [8 empty] | 44%
SECTION UNDER 1000mm
ITEM
|  | TYPE | MODEL | WIDTH | LENGTH | HEIGHT | SECTIONS | FLOW RATE
210 | CONFIGURATION | WALL | CANOPY TYPE | [7 empty] | 44%
104 | LIGHTS | LIGHT SELECTION | [8 empty] | 31%
234 | SPECIAL WORKS | SELECT WORKS | [8 empty] | 44%
| SPECIAL WORKS | SELECT WORKS | [8 empty] | 44%
| SPECIAL WORKS | BIM/ REVIT per CANOPY | [8 empty] | 44% |  |  |  | always include
289 | WALL CLADDING | SELECT CLADDING |  | Ex-works, supply only, delivery extra | [6 empty] | 44%
242 | INFILL PANEL |  | m² | [7 empty] | 44%
220 | CRATING |  | m³ | [7 empty] | 44%
103 | GREASE FILTERS | [9 empty] | 44%
| PSU / JUNCTION BOX | 0 | [8 empty] | 44%
107 | [10 empty] | 44%
|  | SELECT PANEL | [8 empty] | 44%
285 |  | SELECT W/W PODS | 0 | [7 empty] | 44%
286 |  | 1 | [8 empty] | 44%
SECTION UNDER 1000mm
ITEM
|  | TYPE | MODEL | WIDTH | LENGTH | HEIGHT | SECTIONS | FLOW RATE
210 | CONFIGURATION | WALL | CANOPY TYPE | [7 empty] | 44%
104 | LIGHTS | LIGHT SELECTION | [8 empty] | 31%
234 | SPECIAL WORKS | SELECT WORKS | [8 empty] | 44%
| SPECIAL WORKS | SELECT WORKS | [8 empty] | 44%
| SPECIAL WORKS | BIM/ REVIT per CANOPY | [8 empty] | 44% |  |  |  | always include
289 | WALL CLADDING | SELECT CLADDING |  | Ex-works, supply only, delivery extra | [6 empty] | 44%
242 | INFILL PANEL |  | m² | [7 empty] | 44%
220 | CRATING |  | m³ | [7 empty] | 44%
103 | GREASE FILTERS | [9 empty] | 44%
| PSU / JUNCTION BOX | 0 | [8 empty] | 44%
107 | [10 empty] | 44%
|  | SELECT PANEL | [8 empty] | 44%
285 |  | SELECT W/W PODS | 0 | [7 empty] | 44%
286 |  | 1 | [8 empty] | 44%
DELIVERY & INSTALLATION
222 | DELIVERY 1 x 7.5T TAIL LIFT 3200KGS |  | SELECT LOCATION… | CHECK SIZE OF LOAD BEFORE ENTERING QUANTITY | [6 empty] | 33%
257 | PLANT HIRE |  | PLANT SELECTION (weekly) | Install of 6no Pieces of Canopy Max | [6 empty] | 33%
257 | PLANT HIRE |  | PLANT SELECTION (weekly) | Install of 6no Pieces of Canopy Max | [6 empty] | 33%
222 |  |  | SELECT LOCATION… | [7 empty] | 33%
400 | STRIP OUT |  | PER DAY | [5 empty] | 610 |  | 33%
102 | CONSUMABLES 15(P) + 19(H) |  | PER METER OF CANOPY | [5 empty] | 34 |  | 33%
400 | INSTALLATION NORMAL HOURS |  | 2 Pieces = 1 Day, 4 Pieces = 1.5 Days, 6 Pieces = 2 Days, 8 Pieces = 2.5 Days (1 Section up to 3m long equals 2 Pieces) + logistics | [5 empty] | 610 |  | 40%
400 | INSTALLATION AFTER HOURS |  | 2 Pieces = 1 Day, 4 Pieces = 1.5 Days, 6 Pieces = 2 Days, 8 Pieces = 2.5 Days (1 Section up to 3m long equals 2 Pieces) + logistics | [5 empty] | 1220 |  | 40%
253 | WALL CLADDING INSTALLATION |  | 6M PER DAY | [5 empty] | 610 |  | 33%
253 | OVERNIGHT/ TRAVEL EXPENSES |  | PER NIGHT PER TEAM | [5 empty] | 220 |  | 33%
280 | TEST & COMMISSION |  | ONE Engineer, 1 day per 4no UV or W/W Sections of Canopy | [5 empty] | 604 |  | 33%
| GAS INTERLOCK (INSTALLED) |  | MERLIN CT1750 (INCLUDES PRESSURE SWITCH) | [5 empty] | 1029 |  | 33%
| CO SENSOR (SOLID FUEL) |  | MERLIN CH4CO (ELE-683) CARBON MONOXIDE MONITOR | [5 empty] | 210.72 |  | 33%
| CO2 SENSOR (DCKV) |  | MERLIN CO CABON DIOXIDE MONITOR | [5 empty] | 234.9 |  | 33%
284 | BMS FAULT INTERFACE |  | OPTIONAL ITEM Add to all Canary Wharf Projects | [5 empty] | 215 |  | 33%
Office Use Only
Installation cost assumes each pair has their own alps & step ladders
Waterwash control panel does not include for a Touchscreen, if required it needs to be added as an option

## CANOPY (11) (hidden)
| F24 - 19 CANOPY COST SHEET | [12 empty] | JAN25-19
| Job No. |  |  |  | Project Name
| Customer |  |  |  | Location | [9 empty] | RECO CANOPIES MUST HAVE COALESCERS
| Sales Manager / Estimator initials |  |  |  | Date | [7 empty] | Revision No | C | GP SHOULD BE MINIMUM 44%
CURRENCY
| CURRENCY | % | COMMISSION | [5 empty] | COST | TOTAL COST | GP | Sell | SELL | PROFIT
SECTION UNDER 1000mm
ITEM
|  | TYPE | MODEL | WIDTH | LENGTH | HEIGHT | SECTIONS | FLOW RATE
| CONFIGURATION | WALL | CANOPY TYPE | [7 empty] | 44%
104 | LIGHTS | LIGHT SELECTION | [8 empty] | 31%
234 | SPECIAL WORKS | SELECT WORKS | [8 empty] | 44%
| SPECIAL WORKS | SELECT WORKS | [8 empty] | 44%
| SPECIAL WORKS | BIM/ REVIT per CANOPY | 1 | [7 empty] | 44% |  |  |  | always include
289 | WALL CLADDING | SELECT CLADDING |  | Ex-works, supply only, delivery extra | [6 empty] | 44%
242 | INFILL PANEL |  | m² | Up to 500mm high only. | [6 empty] | 44%
220 | CRATING |  | m³ | [7 empty] | 44%
| GREASE FILTERS | [9 empty] | 44%
| PSU / JUNCTION BOX | 0 | [8 empty] | 44%
107 | [10 empty] | 44%
|  | SELECT PANEL | [8 empty] | 44%
285 |  | SELECT W/W PODS | 0 | [7 empty] | 44%
286 |  | 1 | [8 empty] | 44%
SECTION UNDER 1000mm
ITEM
|  | TYPE | MODEL | WIDTH | LENGTH | HEIGHT | SECTIONS
210 | CONFIGURATION | WALL | CANOPY TYPE | [7 empty] | 44%
104 | LIGHTS | LIGHT SELECTION | [8 empty] | 31%
234 | SPECIAL WORKS | SELECT WORKS | [8 empty] | 44%
| SPECIAL WORKS | SELECT WORKS | [8 empty] | 44%
| SPECIAL WORKS | BIM/ REVIT per CANOPY | [8 empty] | 44% |  |  |  | always include
289 | WALL CLADDING | SELECT CLADDING |  | Ex-works, supply only, delivery extra | [6 empty] | 44%
242 | INFILL PANEL |  | m² | Up to 500mm high only. | [6 empty] | 44%
220 | CRATING |  | m³ | [7 empty] | 44%
103 | GREASE FILTERS | [9 empty] | 44%
| PSU / JUNCTION BOX | 0 | [8 empty] | 44%
107 | [10 empty] | 44%
|  | SELECT PANEL | [8 empty] | 44%
285 |  | SELECT W/W PODS | 0 | [7 empty] | 44%
286 |  | 1 | [8 empty] | 44%
SECTION UNDER 1000mm
ITEM
|  | TYPE | MODEL | WIDTH | LENGTH | HEIGHT | SECTIONS | FLOW RATE
210 | CONFIGURATION | WALL | CANOPY TYPE | [7 empty] | 44%
104 | LIGHTS | LIGHT SELECTION | [8 empty] | 31%
234 | SPECIAL WORKS | SELECT WORKS | [8 empty] | 44%
| SPECIAL WORKS | SELECT WORKS | [8 empty] | 44%
| SPECIAL WORKS | BIM/ REVIT per CANOPY | [8 empty] | 44% |  |  |  | always include
289 | WALL CLADDING | SELECT CLADDING |  | Ex-works, supply only, delivery extra | [6 empty] | 44%
242 | INFILL PANEL |  | m² | Up to 500mm high only. | [6 empty] | 44%
220 | CRATING |  | m³ | [7 empty] | 44%
103 | GREASE FILTERS | [9 empty] | 44%
| PSU / JUNCTION BOX | 0 | [8 empty] | 44%
107 | [10 empty] | 44%
|  | SELECT PANEL | [8 empty] | 44%
285 |  | SELECT W/W PODS | 0 | [7 empty] | 44%
286 |  | 1 | [8 empty] | 44%
SECTION UNDER 1000mm
ITEM
|  | TYPE | MODEL | WIDTH | LENGTH | HEIGHT | SECTIONS | FLOW RATE
210 | CONFIGURATION | WALL | CANOPY TYPE | [7 empty] | 44%
104 | LIGHTS | LIGHT SELECTION |  | 100 | [6 empty] | 31%
234 | SPECIAL WORKS | SELECT WORKS | [8 empty] | 44%
| SPECIAL WORKS | SELECT WORKS | [8 empty] | 44%
| SPECIAL WORKS | BIM/ REVIT per CANOPY | [8 empty] | 44% |  |  |  | always include
289 | WALL CLADDING | SELECT CLADDING |  | Ex-works, supply only, delivery extra | [6 empty] | 44%
242 | INFILL PANEL |  | m² | Up to 500mm high only. | [6 empty] | 44%
220 | CRATING |  | m³ | [7 empty] | 44%
103 | GREASE FILTERS | [9 empty] | 44%
| PSU / JUNCTION BOX | 0 | [8 empty] | 44%
107 | [10 empty] | 44%
|  | SELECT PANEL | [8 empty] | 44%
285 |  | SELECT W/W PODS | 0 | [7 empty] | 44%
286 |  | 1 | [8 empty] | 44%
SECTION UNDER 1000mm
ITEM
|  | TYPE | MODEL | WIDTH | LENGTH | HEIGHT | SECTIONS | FLOW RATE
210 | CONFIGURATION | WALL | CANOPY TYPE | [7 empty] | 44%
104 | LIGHTS | LIGHT SELECTION | [8 empty] | 31%
234 | SPECIAL WORKS | SELECT WORKS | [8 empty] | 44%
| SPECIAL WORKS | SELECT WORKS | [8 empty] | 44%
| SPECIAL WORKS | BIM/ REVIT per CANOPY | [8 empty] | 44% |  |  |  | always include
289 | WALL CLADDING | SELECT CLADDING |  | Ex-works, supply only, delivery extra | [6 empty] | 44%
242 | INFILL PANEL |  | m² | Up to 500mm high only. | [6 empty] | 44%
220 | CRATING |  | m³ | [7 empty] | 44%
103 | GREASE FILTERS | [9 empty] | 44%
| PSU / JUNCTION BOX | 0 | [8 empty] | 44%
107 | [10 empty] | 44%
|  | SELECT PANEL | [8 empty] | 44%
285 |  | SELECT W/W PODS | 0 | [7 empty] | 44%
286 |  | 1 | [8 empty] | 44%
SECTION UNDER 1000mm
ITEM
|  | TYPE | MODEL | WIDTH | LENGTH | HEIGHT | SECTIONS | FLOW RATE
210 | CONFIGURATION | WALL | CANOPY TYPE | [7 empty] | 44%
104 | LIGHTS | LIGHT SELECTION | [8 empty] | 31%
234 | SPECIAL WORKS | SELECT WORKS | [8 empty] | 44%
| SPECIAL WORKS | SELECT WORKS | [8 empty] | 44%
| SPECIAL WORKS | BIM/ REVIT per CANOPY | [8 empty] | 44% |  |  |  | always include
289 | WALL CLADDING | SELECT CLADDING |  | Ex-works, supply only, delivery extra | [6 empty] | 44%
242 | INFILL PANEL |  | m² | [7 empty] | 44%
220 | CRATING |  | m³ | [7 empty] | 44%
103 | GREASE FILTERS | [9 empty] | 44%
| PSU / JUNCTION BOX | 0 | [8 empty] | 44%
107 | [10 empty] | 44%
|  | SELECT PANEL | [8 empty] | 44%
285 |  | SELECT W/W PODS | 0 | [7 empty] | 44%
286 |  | 1 | [8 empty] | 44%
SECTION UNDER 1000mm
ITEM
|  | TYPE | MODEL | WIDTH | LENGTH | HEIGHT | SECTIONS | FLOW RATE
210 | CONFIGURATION | WALL | CANOPY TYPE | [7 empty] | 44%
104 | LIGHTS | LIGHT SELECTION | [8 empty] | 31%
234 | SPECIAL WORKS | SELECT WORKS | [8 empty] | 44%
| SPECIAL WORKS | SELECT WORKS | [8 empty] | 44%
| SPECIAL WORKS | BIM/ REVIT per CANOPY | [8 empty] | 44% |  |  |  | always include
289 | WALL CLADDING | SELECT CLADDING |  | Ex-works, supply only, delivery extra | [6 empty] | 44%
242 | INFILL PANEL |  | m² | [7 empty] | 44%
220 | CRATING |  | m³ | [7 empty] | 44%
103 | GREASE FILTERS | [9 empty] | 44%
| PSU / JUNCTION BOX | 0 | [8 empty] | 44%
107 | [10 empty] | 44%
|  | SELECT PANEL | [8 empty] | 44%
285 |  | SELECT W/W PODS | 0 | [7 empty] | 44%
286 |  | 1 | [8 empty] | 44%
SECTION UNDER 1000mm
ITEM
|  | TYPE | MODEL | WIDTH | LENGTH | HEIGHT | SECTIONS | FLOW RATE
210 | CONFIGURATION | WALL | CANOPY TYPE | [7 empty] | 44%
104 | LIGHTS | LIGHT SELECTION | [8 empty] | 31%
234 | SPECIAL WORKS | SELECT WORKS | [8 empty] | 44%
| SPECIAL WORKS | SELECT WORKS | [8 empty] | 44%
| SPECIAL WORKS | BIM/ REVIT per CANOPY | [8 empty] | 44% |  |  |  | always include
289 | WALL CLADDING | SELECT CLADDING |  | Ex-works, supply only, delivery extra | [6 empty] | 44%
242 | INFILL PANEL |  | m² | [7 empty] | 44%
220 | CRATING |  | m³ | [7 empty] | 44%
103 | GREASE FILTERS | [9 empty] | 44%
| PSU / JUNCTION BOX | 0 | [8 empty] | 44%
107 | [10 empty] | 44%
|  | SELECT PANEL | [8 empty] | 44%
285 |  | SELECT W/W PODS | 0 | [7 empty] | 44%
286 |  | 1 | [8 empty] | 44%
SECTION UNDER 1000mm
ITEM
|  | TYPE | MODEL | WIDTH | LENGTH | HEIGHT | SECTIONS | FLOW RATE
210 | CONFIGURATION | WALL | CANOPY TYPE | [7 empty] | 44%
104 | LIGHTS | LIGHT SELECTION | [8 empty] | 31%
234 | SPECIAL WORKS | SELECT WORKS | [8 empty] | 44%
| SPECIAL WORKS | SELECT WORKS | [8 empty] | 44%
| SPECIAL WORKS | BIM/ REVIT per CANOPY | [8 empty] | 44% |  |  |  | always include
289 | WALL CLADDING | SELECT CLADDING |  | Ex-works, supply only, delivery extra | [6 empty] | 44%
242 | INFILL PANEL |  | m² | [7 empty] | 44%
220 | CRATING |  | m³ | [7 empty] | 44%
103 | GREASE FILTERS | [9 empty] | 44%
| PSU / JUNCTION BOX | 0 | [8 empty] | 44%
107 | [10 empty] | 44%
|  | SELECT PANEL | [8 empty] | 44%
285 |  | SELECT W/W PODS | 0 | [7 empty] | 44%
286 |  | 1 | [8 empty] | 44%
SECTION UNDER 1000mm
ITEM
|  | TYPE | MODEL | WIDTH | LENGTH | HEIGHT | SECTIONS | FLOW RATE
210 | CONFIGURATION | WALL | CANOPY TYPE | [7 empty] | 44%
104 | LIGHTS | LIGHT SELECTION | [8 empty] | 31%
234 | SPECIAL WORKS | SELECT WORKS | [8 empty] | 44%
| SPECIAL WORKS | SELECT WORKS | [8 empty] | 44%
| SPECIAL WORKS | BIM/ REVIT per CANOPY | [8 empty] | 44% |  |  |  | always include
289 | WALL CLADDING | SELECT CLADDING |  | Ex-works, supply only, delivery extra | [6 empty] | 44%
242 | INFILL PANEL |  | m² | [7 empty] | 44%
220 | CRATING |  | m³ | [7 empty] | 44%
103 | GREASE FILTERS | [9 empty] | 44%
| PSU / JUNCTION BOX | 0 | [8 empty] | 44%
107 | [10 empty] | 44%
|  | SELECT PANEL | [8 empty] | 44%
285 |  | SELECT W/W PODS | 0 | [7 empty] | 44%
286 |  | 1 | [8 empty] | 44%
DELIVERY & INSTALLATION
222 | DELIVERY 1 x 7.5T TAIL LIFT 3200KGS |  | SELECT LOCATION… | CHECK SIZE OF LOAD BEFORE ENTERING QUANTITY | [6 empty] | 33%
257 | PLANT HIRE |  | PLANT SELECTION (weekly) | Install of 6no Pieces of Canopy Max | [6 empty] | 33%
257 | PLANT HIRE |  | PLANT SELECTION (weekly) | Install of 6no Pieces of Canopy Max | [6 empty] | 33%
222 |  |  | SELECT LOCATION… | [7 empty] | 33%
400 | STRIP OUT |  | PER DAY | [5 empty] | 610 |  | 33%
102 | CONSUMABLES 15(P) + 19(H) |  | PER METER OF CANOPY | [5 empty] | 34 |  | 33%
400 | INSTALLATION NORMAL HOURS |  | 2 Pieces = 1 Day, 4 Pieces = 1.5 Days, 6 Pieces = 2 Days, 8 Pieces = 2.5 Days (1 Section up to 3m long equals 2 Pieces) + logistics | [5 empty] | 610 |  | 40%
400 | INSTALLATION AFTER HOURS |  | 2 Pieces = 1 Day, 4 Pieces = 1.5 Days, 6 Pieces = 2 Days, 8 Pieces = 2.5 Days (1 Section up to 3m long equals 2 Pieces) + logistics | [5 empty] | 1220 |  | 40%
253 | WALL CLADDING INSTALLATION |  | 6M PER DAY | [5 empty] | 610 |  | 33%
253 | OVERNIGHT/ TRAVEL EXPENSES |  | PER NIGHT PER TEAM | [5 empty] | 220 |  | 33%
280 | TEST & COMMISSION |  | ONE Engineer, 1 day per 4no UV or W/W Sections of Canopy | [5 empty] | 604 |  | 33%
| GAS INTERLOCK (INSTALLED) |  | MERLIN CT1750 (INCLUDES PRESSURE SWITCH) | [5 empty] | 1029 |  | 33%
| CO SENSOR (SOLID FUEL) |  | MERLIN CH4CO (ELE-683) CARBON MONOXIDE MONITOR | [5 empty] | 210.72 |  | 33%
| CO2 SENSOR (DCKV) |  | MERLIN CO CABON DIOXIDE MONITOR | [5 empty] | 234.9 |  | 33%
284 | BMS FAULT INTERFACE |  | OPTIONAL ITEM Add to all Canary Wharf Projects | [5 empty] | 215 |  | 33%
Office Use Only
Installation cost assumes each pair has their own alps & step ladders
Waterwash control panel does not include for a Touchscreen, if required it needs to be added as an option

## CANOPY (10) (hidden)
| F24 - 19 CANOPY COST SHEET | [12 empty] | JAN25-19
| Job No. |  |  |  | Project Name
| Customer |  |  |  | Location | [9 empty] | RECO CANOPIES MUST HAVE COALESCERS
| Sales Manager / Estimator initials |  |  |  | Date | [7 empty] | Revision No | C | GP SHOULD BE MINIMUM 44%
CURRENCY
| CURRENCY | % | COMMISSION | [5 empty] | COST | TOTAL COST | GP | Sell | SELL | PROFIT
SECTION UNDER 1000mm
ITEM
|  | TYPE | MODEL | WIDTH | LENGTH | HEIGHT | SECTIONS | FLOW RATE
| CONFIGURATION | WALL | CANOPY TYPE | [7 empty] | 44%
104 | LIGHTS | LIGHT SELECTION | [8 empty] | 31%
234 | SPECIAL WORKS | SELECT WORKS | [8 empty] | 44%
| SPECIAL WORKS | SELECT WORKS | [8 empty] | 44%
| SPECIAL WORKS | BIM/ REVIT per CANOPY | 1 | [7 empty] | 44% |  |  |  | always include
289 | WALL CLADDING | SELECT CLADDING |  | Ex-works, supply only, delivery extra | [6 empty] | 44%
242 | INFILL PANEL |  | m² | Up to 500mm high only. | [6 empty] | 44%
220 | CRATING |  | m³ | [7 empty] | 44%
| GREASE FILTERS | [9 empty] | 44%
| PSU / JUNCTION BOX | 0 | [8 empty] | 44%
107 | [10 empty] | 44%
|  | SELECT PANEL | [8 empty] | 44%
285 |  | SELECT W/W PODS | 0 | [7 empty] | 44%
286 |  | 1 | [8 empty] | 44%
SECTION UNDER 1000mm
ITEM
|  | TYPE | MODEL | WIDTH | LENGTH | HEIGHT | SECTIONS
210 | CONFIGURATION | WALL | CANOPY TYPE | [7 empty] | 44%
104 | LIGHTS | LIGHT SELECTION | [8 empty] | 31%
234 | SPECIAL WORKS | SELECT WORKS | [8 empty] | 44%
| SPECIAL WORKS | SELECT WORKS | [8 empty] | 44%
| SPECIAL WORKS | BIM/ REVIT per CANOPY | [8 empty] | 44% |  |  |  | always include
289 | WALL CLADDING | SELECT CLADDING |  | Ex-works, supply only, delivery extra | [6 empty] | 44%
242 | INFILL PANEL |  | m² | Up to 500mm high only. | [6 empty] | 44%
220 | CRATING |  | m³ | [7 empty] | 44%
103 | GREASE FILTERS | [9 empty] | 44%
| PSU / JUNCTION BOX | 0 | [8 empty] | 44%
107 | [10 empty] | 44%
|  | SELECT PANEL | [8 empty] | 44%
285 |  | SELECT W/W PODS | 0 | [7 empty] | 44%
286 |  | 1 | [8 empty] | 44%
SECTION UNDER 1000mm
ITEM
|  | TYPE | MODEL | WIDTH | LENGTH | HEIGHT | SECTIONS | FLOW RATE
210 | CONFIGURATION | WALL | CANOPY TYPE | [7 empty] | 44%
104 | LIGHTS | LIGHT SELECTION | [8 empty] | 31%
234 | SPECIAL WORKS | SELECT WORKS | [8 empty] | 44%
| SPECIAL WORKS | SELECT WORKS | [8 empty] | 44%
| SPECIAL WORKS | BIM/ REVIT per CANOPY | [8 empty] | 44% |  |  |  | always include
289 | WALL CLADDING | SELECT CLADDING |  | Ex-works, supply only, delivery extra | [6 empty] | 44%
242 | INFILL PANEL |  | m² | Up to 500mm high only. | [6 empty] | 44%
220 | CRATING |  | m³ | [7 empty] | 44%
103 | GREASE FILTERS | [9 empty] | 44%
| PSU / JUNCTION BOX | 0 | [8 empty] | 44%
107 | [10 empty] | 44%
|  | SELECT PANEL | [8 empty] | 44%
285 |  | SELECT W/W PODS | 0 | [7 empty] | 44%
286 |  | 1 | [8 empty] | 44%
SECTION UNDER 1000mm
ITEM
|  | TYPE | MODEL | WIDTH | LENGTH | HEIGHT | SECTIONS | FLOW RATE
210 | CONFIGURATION | WALL | CANOPY TYPE | [7 empty] | 44%
104 | LIGHTS | LIGHT SELECTION |  | 100 | [6 empty] | 31%
234 | SPECIAL WORKS | SELECT WORKS | [8 empty] | 44%
| SPECIAL WORKS | SELECT WORKS | [8 empty] | 44%
| SPECIAL WORKS | BIM/ REVIT per CANOPY | [8 empty] | 44% |  |  |  | always include
289 | WALL CLADDING | SELECT CLADDING |  | Ex-works, supply only, delivery extra | [6 empty] | 44%
242 | INFILL PANEL |  | m² | Up to 500mm high only. | [6 empty] | 44%
220 | CRATING |  | m³ | [7 empty] | 44%
103 | GREASE FILTERS | [9 empty] | 44%
| PSU / JUNCTION BOX | 0 | [8 empty] | 44%
107 | [10 empty] | 44%
|  | SELECT PANEL | [8 empty] | 44%
285 |  | SELECT W/W PODS | 0 | [7 empty] | 44%
286 |  | 1 | [8 empty] | 44%
SECTION UNDER 1000mm
ITEM
|  | TYPE | MODEL | WIDTH | LENGTH | HEIGHT | SECTIONS | FLOW RATE
210 | CONFIGURATION | WALL | CANOPY TYPE | [7 empty] | 44%
104 | LIGHTS | LIGHT SELECTION | [8 empty] | 31%
234 | SPECIAL WORKS | SELECT WORKS | [8 empty] | 44%
| SPECIAL WORKS | SELECT WORKS | [8 empty] | 44%
| SPECIAL WORKS | BIM/ REVIT per CANOPY | [8 empty] | 44% |  |  |  | always include
289 | WALL CLADDING | SELECT CLADDING |  | Ex-works, supply only, delivery extra | [6 empty] | 44%
242 | INFILL PANEL |  | m² | Up to 500mm high only. | [6 empty] | 44%
220 | CRATING |  | m³ | [7 empty] | 44%
103 | GREASE FILTERS | [9 empty] | 44%
| PSU / JUNCTION BOX | 0 | [8 empty] | 44%
107 | [10 empty] | 44%
|  | SELECT PANEL | [8 empty] | 44%
285 |  | SELECT W/W PODS | 0 | [7 empty] | 44%
286 |  | 1 | [8 empty] | 44%
SECTION UNDER 1000mm
ITEM
|  | TYPE | MODEL | WIDTH | LENGTH | HEIGHT | SECTIONS | FLOW RATE
210 | CONFIGURATION | WALL | CANOPY TYPE | [7 empty] | 44%
104 | LIGHTS | LIGHT SELECTION | [8 empty] | 31%
234 | SPECIAL WORKS | SELECT WORKS | [8 empty] | 44%
| SPECIAL WORKS | SELECT WORKS | [8 empty] | 44%
| SPECIAL WORKS | BIM/ REVIT per CANOPY | [8 empty] | 44% |  |  |  | always include
289 | WALL CLADDING | SELECT CLADDING |  | Ex-works, supply only, delivery extra | [6 empty] | 44%
242 | INFILL PANEL |  | m² | [7 empty] | 44%
220 | CRATING |  | m³ | [7 empty] | 44%
103 | GREASE FILTERS | [9 empty] | 44%
| PSU / JUNCTION BOX | 0 | [8 empty] | 44%
107 | [10 empty] | 44%
|  | SELECT PANEL | [8 empty] | 44%
285 |  | SELECT W/W PODS | 0 | [7 empty] | 44%
286 |  | 1 | [8 empty] | 44%
SECTION UNDER 1000mm
ITEM
|  | TYPE | MODEL | WIDTH | LENGTH | HEIGHT | SECTIONS | FLOW RATE
210 | CONFIGURATION | WALL | CANOPY TYPE | [7 empty] | 44%
104 | LIGHTS | LIGHT SELECTION | [8 empty] | 31%
234 | SPECIAL WORKS | SELECT WORKS | [8 empty] | 44%
| SPECIAL WORKS | SELECT WORKS | [8 empty] | 44%
| SPECIAL WORKS | BIM/ REVIT per CANOPY | [8 empty] | 44% |  |  |  | always include
289 | WALL CLADDING | SELECT CLADDING |  | Ex-works, supply only, delivery extra | [6 empty] | 44%
242 | INFILL PANEL |  | m² | [7 empty] | 44%
220 | CRATING |  | m³ | [7 empty] | 44%
103 | GREASE FILTERS | [9 empty] | 44%
| PSU / JUNCTION BOX | 0 | [8 empty] | 44%
107 | [10 empty] | 44%
|  | SELECT PANEL | [8 empty] | 44%
285 |  | SELECT W/W PODS | 0 | [7 empty] | 44%
286 |  | 1 | [8 empty] | 44%
SECTION UNDER 1000mm
ITEM
|  | TYPE | MODEL | WIDTH | LENGTH | HEIGHT | SECTIONS | FLOW RATE
210 | CONFIGURATION | WALL | CANOPY TYPE | [7 empty] | 44%
104 | LIGHTS | LIGHT SELECTION | [8 empty] | 31%
234 | SPECIAL WORKS | SELECT WORKS | [8 empty] | 44%
| SPECIAL WORKS | SELECT WORKS | [8 empty] | 44%
| SPECIAL WORKS | BIM/ REVIT per CANOPY | [8 empty] | 44% |  |  |  | always include
289 | WALL CLADDING | SELECT CLADDING |  | Ex-works, supply only, delivery extra | [6 empty] | 44%
242 | INFILL PANEL |  | m² | [7 empty] | 44%
220 | CRATING |  | m³ | [7 empty] | 44%
103 | GREASE FILTERS | [9 empty] | 44%
| PSU / JUNCTION BOX | 0 | [8 empty] | 44%
107 | [10 empty] | 44%
|  | SELECT PANEL | [8 empty] | 44%
285 |  | SELECT W/W PODS | 0 | [7 empty] | 44%
286 |  | 1 | [8 empty] | 44%
SECTION UNDER 1000mm
ITEM
|  | TYPE | MODEL | WIDTH | LENGTH | HEIGHT | SECTIONS | FLOW RATE
210 | CONFIGURATION | WALL | CANOPY TYPE | [7 empty] | 44%
104 | LIGHTS | LIGHT SELECTION | [8 empty] | 31%
234 | SPECIAL WORKS | SELECT WORKS | [8 empty] | 44%
| SPECIAL WORKS | SELECT WORKS | [8 empty] | 44%
| SPECIAL WORKS | BIM/ REVIT per CANOPY | [8 empty] | 44% |  |  |  | always include
289 | WALL CLADDING | SELECT CLADDING |  | Ex-works, supply only, delivery extra | [6 empty] | 44%
242 | INFILL PANEL |  | m² | [7 empty] | 44%
220 | CRATING |  | m³ | [7 empty] | 44%
103 | GREASE FILTERS | [9 empty] | 44%
| PSU / JUNCTION BOX | 0 | [8 empty] | 44%
107 | [10 empty] | 44%
|  | SELECT PANEL | [8 empty] | 44%
285 |  | SELECT W/W PODS | 0 | [7 empty] | 44%
286 |  | 1 | [8 empty] | 44%
SECTION UNDER 1000mm
ITEM
|  | TYPE | MODEL | WIDTH | LENGTH | HEIGHT | SECTIONS | FLOW RATE
210 | CONFIGURATION | WALL | CANOPY TYPE | [7 empty] | 44%
104 | LIGHTS | LIGHT SELECTION | [8 empty] | 31%
234 | SPECIAL WORKS | SELECT WORKS | [8 empty] | 44%
| SPECIAL WORKS | SELECT WORKS | [8 empty] | 44%
| SPECIAL WORKS | BIM/ REVIT per CANOPY | [8 empty] | 44% |  |  |  | always include
289 | WALL CLADDING | SELECT CLADDING |  | Ex-works, supply only, delivery extra | [6 empty] | 44%
242 | INFILL PANEL |  | m² | [7 empty] | 44%
220 | CRATING |  | m³ | [7 empty] | 44%
103 | GREASE FILTERS | [9 empty] | 44%
| PSU / JUNCTION BOX | 0 | [8 empty] | 44%
107 | [10 empty] | 44%
|  | SELECT PANEL | [8 empty] | 44%
285 |  | SELECT W/W PODS | 0 | [7 empty] | 44%
286 |  | 1 | [8 empty] | 44%
DELIVERY & INSTALLATION
222 | DELIVERY 1 x 7.5T TAIL LIFT 3200KGS |  | SELECT LOCATION… | CHECK SIZE OF LOAD BEFORE ENTERING QUANTITY | [6 empty] | 33%
257 | PLANT HIRE |  | PLANT SELECTION (weekly) | Install of 6no Pieces of Canopy Max | [6 empty] | 33%
257 | PLANT HIRE |  | PLANT SELECTION (weekly) | Install of 6no Pieces of Canopy Max | [6 empty] | 33%
222 |  |  | SELECT LOCATION… | [7 empty] | 33%
400 | STRIP OUT |  | PER DAY | [5 empty] | 610 |  | 33%
102 | CONSUMABLES 15(P) + 19(H) |  | PER METER OF CANOPY | [5 empty] | 34 |  | 33%
400 | INSTALLATION NORMAL HOURS |  | 2 Pieces = 1 Day, 4 Pieces = 1.5 Days, 6 Pieces = 2 Days, 8 Pieces = 2.5 Days (1 Section up to 3m long equals 2 Pieces) + logistics | [5 empty] | 610 |  | 40%
400 | INSTALLATION AFTER HOURS |  | 2 Pieces = 1 Day, 4 Pieces = 1.5 Days, 6 Pieces = 2 Days, 8 Pieces = 2.5 Days (1 Section up to 3m long equals 2 Pieces) + logistics | [5 empty] | 1220 |  | 40%
253 | WALL CLADDING INSTALLATION |  | 6M PER DAY | [5 empty] | 610 |  | 33%
253 | OVERNIGHT/ TRAVEL EXPENSES |  | PER NIGHT PER TEAM | [5 empty] | 220 |  | 33%
280 | TEST & COMMISSION |  | ONE Engineer, 1 day per 4no UV or W/W Sections of Canopy | [5 empty] | 604 |  | 33%
| GAS INTERLOCK (INSTALLED) |  | MERLIN CT1750 (INCLUDES PRESSURE SWITCH) | [5 empty] | 1029 |  | 33%
| CO SENSOR (SOLID FUEL) |  | MERLIN CH4CO (ELE-683) CARBON MONOXIDE MONITOR | [5 empty] | 210.72 |  | 33%
| CO2 SENSOR (DCKV) |  | MERLIN CO CABON DIOXIDE MONITOR | [5 empty] | 234.9 |  | 33%
284 | BMS FAULT INTERFACE |  | OPTIONAL ITEM Add to all Canary Wharf Projects | [5 empty] | 215 |  | 33%
Office Use Only
Installation cost assumes each pair has their own alps & step ladders
Waterwash control panel does not include for a Touchscreen, if required it needs to be added as an option

## CANOPY (9) (hidden)
| F24 - 19 CANOPY COST SHEET | [12 empty] | JAN25-19
| Job No. |  |  |  | Project Name
| Customer |  |  |  | Location | [9 empty] | RECO CANOPIES MUST HAVE COALESCERS
| Sales Manager / Estimator initials |  |  |  | Date | [7 empty] | Revision No | C | GP SHOULD BE MINIMUM 44%
CURRENCY
| CURRENCY | % | COMMISSION | [5 empty] | COST | TOTAL COST | GP | Sell | SELL | PROFIT
SECTION UNDER 1000mm
ITEM
|  | TYPE | MODEL | WIDTH | LENGTH | HEIGHT | SECTIONS | FLOW RATE
| CONFIGURATION | WALL | CANOPY TYPE | [7 empty] | 44%
104 | LIGHTS | LIGHT SELECTION | [8 empty] | 31%
234 | SPECIAL WORKS | SELECT WORKS | [8 empty] | 44%
| SPECIAL WORKS | SELECT WORKS | [8 empty] | 44%
| SPECIAL WORKS | BIM/ REVIT per CANOPY | 1 | [7 empty] | 44% |  |  |  | always include
289 | WALL CLADDING | SELECT CLADDING |  | Ex-works, supply only, delivery extra | [6 empty] | 44%
242 | INFILL PANEL |  | m² | Up to 500mm high only. | [6 empty] | 44%
220 | CRATING |  | m³ | [7 empty] | 44%
| GREASE FILTERS | [9 empty] | 44%
| PSU / JUNCTION BOX | 0 | [8 empty] | 44%
107 | [10 empty] | 44%
|  | SELECT PANEL | [8 empty] | 44%
285 |  | SELECT W/W PODS | 0 | [7 empty] | 44%
286 |  | 1 | [8 empty] | 44%
SECTION UNDER 1000mm
ITEM
|  | TYPE | MODEL | WIDTH | LENGTH | HEIGHT | SECTIONS
210 | CONFIGURATION | WALL | CANOPY TYPE | [7 empty] | 44%
104 | LIGHTS | LIGHT SELECTION | [8 empty] | 31%
234 | SPECIAL WORKS | SELECT WORKS | [8 empty] | 44%
| SPECIAL WORKS | SELECT WORKS | [8 empty] | 44%
| SPECIAL WORKS | BIM/ REVIT per CANOPY | [8 empty] | 44% |  |  |  | always include
289 | WALL CLADDING | SELECT CLADDING |  | Ex-works, supply only, delivery extra | [6 empty] | 44%
242 | INFILL PANEL |  | m² | Up to 500mm high only. | [6 empty] | 44%
220 | CRATING |  | m³ | [7 empty] | 44%
103 | GREASE FILTERS | [9 empty] | 44%
| PSU / JUNCTION BOX | 0 | [8 empty] | 44%
107 | [10 empty] | 44%
|  | SELECT PANEL | [8 empty] | 44%
285 |  | SELECT W/W PODS | 0 | [7 empty] | 44%
286 |  | 1 | [8 empty] | 44%
SECTION UNDER 1000mm
ITEM
|  | TYPE | MODEL | WIDTH | LENGTH | HEIGHT | SECTIONS | FLOW RATE
210 | CONFIGURATION | WALL | CANOPY TYPE | [7 empty] | 44%
104 | LIGHTS | LIGHT SELECTION | [8 empty] | 31%
234 | SPECIAL WORKS | SELECT WORKS | [8 empty] | 44%
| SPECIAL WORKS | SELECT WORKS | [8 empty] | 44%
| SPECIAL WORKS | BIM/ REVIT per CANOPY | [8 empty] | 44% |  |  |  | always include
289 | WALL CLADDING | SELECT CLADDING |  | Ex-works, supply only, delivery extra | [6 empty] | 44%
242 | INFILL PANEL |  | m² | Up to 500mm high only. | [6 empty] | 44%
220 | CRATING |  | m³ | [7 empty] | 44%
103 | GREASE FILTERS | [9 empty] | 44%
| PSU / JUNCTION BOX | 0 | [8 empty] | 44%
107 | [10 empty] | 44%
|  | SELECT PANEL | [8 empty] | 44%
285 |  | SELECT W/W PODS | 0 | [7 empty] | 44%
286 |  | 1 | [8 empty] | 44%
SECTION UNDER 1000mm
ITEM
|  | TYPE | MODEL | WIDTH | LENGTH | HEIGHT | SECTIONS | FLOW RATE
210 | CONFIGURATION | WALL | CANOPY TYPE | [7 empty] | 44%
104 | LIGHTS | LIGHT SELECTION |  | 100 | [6 empty] | 31%
234 | SPECIAL WORKS | SELECT WORKS | [8 empty] | 44%
| SPECIAL WORKS | SELECT WORKS | [8 empty] | 44%
| SPECIAL WORKS | BIM/ REVIT per CANOPY | [8 empty] | 44% |  |  |  | always include
289 | WALL CLADDING | SELECT CLADDING |  | Ex-works, supply only, delivery extra | [6 empty] | 44%
242 | INFILL PANEL |  | m² | Up to 500mm high only. | [6 empty] | 44%
220 | CRATING |  | m³ | [7 empty] | 44%
103 | GREASE FILTERS | [9 empty] | 44%
| PSU / JUNCTION BOX | 0 | [8 empty] | 44%
107 | [10 empty] | 44%
|  | SELECT PANEL | [8 empty] | 44%
285 |  | SELECT W/W PODS | 0 | [7 empty] | 44%
286 |  | 1 | [8 empty] | 44%
SECTION UNDER 1000mm
ITEM
|  | TYPE | MODEL | WIDTH | LENGTH | HEIGHT | SECTIONS | FLOW RATE
210 | CONFIGURATION | WALL | CANOPY TYPE | [7 empty] | 44%
104 | LIGHTS | LIGHT SELECTION | [8 empty] | 31%
234 | SPECIAL WORKS | SELECT WORKS | [8 empty] | 44%
| SPECIAL WORKS | SELECT WORKS | [8 empty] | 44%
| SPECIAL WORKS | BIM/ REVIT per CANOPY | [8 empty] | 44% |  |  |  | always include
289 | WALL CLADDING | SELECT CLADDING |  | Ex-works, supply only, delivery extra | [6 empty] | 44%
242 | INFILL PANEL |  | m² | Up to 500mm high only. | [6 empty] | 44%
220 | CRATING |  | m³ | [7 empty] | 44%
103 | GREASE FILTERS | [9 empty] | 44%
| PSU / JUNCTION BOX | 0 | [8 empty] | 44%
107 | [10 empty] | 44%
|  | SELECT PANEL | [8 empty] | 44%
285 |  | SELECT W/W PODS | 0 | [7 empty] | 44%
286 |  | 1 | [8 empty] | 44%
SECTION UNDER 1000mm
ITEM
|  | TYPE | MODEL | WIDTH | LENGTH | HEIGHT | SECTIONS | FLOW RATE
210 | CONFIGURATION | WALL | CANOPY TYPE | [7 empty] | 44%
104 | LIGHTS | LIGHT SELECTION | [8 empty] | 31%
234 | SPECIAL WORKS | SELECT WORKS | [8 empty] | 44%
| SPECIAL WORKS | SELECT WORKS | [8 empty] | 44%
| SPECIAL WORKS | BIM/ REVIT per CANOPY | [8 empty] | 44% |  |  |  | always include
289 | WALL CLADDING | SELECT CLADDING |  | Ex-works, supply only, delivery extra | [6 empty] | 44%
242 | INFILL PANEL |  | m² | [7 empty] | 44%
220 | CRATING |  | m³ | [7 empty] | 44%
103 | GREASE FILTERS | [9 empty] | 44%
| PSU / JUNCTION BOX | 0 | [8 empty] | 44%
107 | [10 empty] | 44%
|  | SELECT PANEL | [8 empty] | 44%
285 |  | SELECT W/W PODS | 0 | [7 empty] | 44%
286 |  | 1 | [8 empty] | 44%
SECTION UNDER 1000mm
ITEM
|  | TYPE | MODEL | WIDTH | LENGTH | HEIGHT | SECTIONS | FLOW RATE
210 | CONFIGURATION | WALL | CANOPY TYPE | [7 empty] | 44%
104 | LIGHTS | LIGHT SELECTION | [8 empty] | 31%
234 | SPECIAL WORKS | SELECT WORKS | [8 empty] | 44%
| SPECIAL WORKS | SELECT WORKS | [8 empty] | 44%
| SPECIAL WORKS | BIM/ REVIT per CANOPY | [8 empty] | 44% |  |  |  | always include
289 | WALL CLADDING | SELECT CLADDING |  | Ex-works, supply only, delivery extra | [6 empty] | 44%
242 | INFILL PANEL |  | m² | [7 empty] | 44%
220 | CRATING |  | m³ | [7 empty] | 44%
103 | GREASE FILTERS | [9 empty] | 44%
| PSU / JUNCTION BOX | 0 | [8 empty] | 44%
107 | [10 empty] | 44%
|  | SELECT PANEL | [8 empty] | 44%
285 |  | SELECT W/W PODS | 0 | [7 empty] | 44%
286 |  | 1 | [8 empty] | 44%
SECTION UNDER 1000mm
ITEM
|  | TYPE | MODEL | WIDTH | LENGTH | HEIGHT | SECTIONS | FLOW RATE
210 | CONFIGURATION | WALL | CANOPY TYPE | [7 empty] | 44%
104 | LIGHTS | LIGHT SELECTION | [8 empty] | 31%
234 | SPECIAL WORKS | SELECT WORKS | [8 empty] | 44%
| SPECIAL WORKS | SELECT WORKS | [8 empty] | 44%
| SPECIAL WORKS | BIM/ REVIT per CANOPY | [8 empty] | 44% |  |  |  | always include
289 | WALL CLADDING | SELECT CLADDING |  | Ex-works, supply only, delivery extra | [6 empty] | 44%
242 | INFILL PANEL |  | m² | [7 empty] | 44%
220 | CRATING |  | m³ | [7 empty] | 44%
103 | GREASE FILTERS | [9 empty] | 44%
| PSU / JUNCTION BOX | 0 | [8 empty] | 44%
107 | [10 empty] | 44%
|  | SELECT PANEL | [8 empty] | 44%
285 |  | SELECT W/W PODS | 0 | [7 empty] | 44%
286 |  | 1 | [8 empty] | 44%
SECTION UNDER 1000mm
ITEM
|  | TYPE | MODEL | WIDTH | LENGTH | HEIGHT | SECTIONS | FLOW RATE
210 | CONFIGURATION | WALL | CANOPY TYPE | [7 empty] | 44%
104 | LIGHTS | LIGHT SELECTION | [8 empty] | 31%
234 | SPECIAL WORKS | SELECT WORKS | [8 empty] | 44%
| SPECIAL WORKS | SELECT WORKS | [8 empty] | 44%
| SPECIAL WORKS | BIM/ REVIT per CANOPY | [8 empty] | 44% |  |  |  | always include
289 | WALL CLADDING | SELECT CLADDING |  | Ex-works, supply only, delivery extra | [6 empty] | 44%
242 | INFILL PANEL |  | m² | [7 empty] | 44%
220 | CRATING |  | m³ | [7 empty] | 44%
103 | GREASE FILTERS | [9 empty] | 44%
| PSU / JUNCTION BOX | 0 | [8 empty] | 44%
107 | [10 empty] | 44%
|  | SELECT PANEL | [8 empty] | 44%
285 |  | SELECT W/W PODS | 0 | [7 empty] | 44%
286 |  | 1 | [8 empty] | 44%
SECTION UNDER 1000mm
ITEM
|  | TYPE | MODEL | WIDTH | LENGTH | HEIGHT | SECTIONS | FLOW RATE
210 | CONFIGURATION | WALL | CANOPY TYPE | [7 empty] | 44%
104 | LIGHTS | LIGHT SELECTION | [8 empty] | 31%
234 | SPECIAL WORKS | SELECT WORKS | [8 empty] | 44%
| SPECIAL WORKS | SELECT WORKS | [8 empty] | 44%
| SPECIAL WORKS | BIM/ REVIT per CANOPY | [8 empty] | 44% |  |  |  | always include
289 | WALL CLADDING | SELECT CLADDING |  | Ex-works, supply only, delivery extra | [6 empty] | 44%
242 | INFILL PANEL |  | m² | [7 empty] | 44%
220 | CRATING |  | m³ | [7 empty] | 44%
103 | GREASE FILTERS | [9 empty] | 44%
| PSU / JUNCTION BOX | 0 | [8 empty] | 44%
107 | [10 empty] | 44%
|  | SELECT PANEL | [8 empty] | 44%
285 |  | SELECT W/W PODS | 0 | [7 empty] | 44%
286 |  | 1 | [8 empty] | 44%
DELIVERY & INSTALLATION
222 | DELIVERY 1 x 7.5T TAIL LIFT 3200KGS |  | SELECT LOCATION… | CHECK SIZE OF LOAD BEFORE ENTERING QUANTITY | [6 empty] | 33%
257 | PLANT HIRE |  | PLANT SELECTION (weekly) | Install of 6no Pieces of Canopy Max | [6 empty] | 33%
257 | PLANT HIRE |  | PLANT SELECTION (weekly) | Install of 6no Pieces of Canopy Max | [6 empty] | 33%
222 |  |  | SELECT LOCATION… | [7 empty] | 33%
400 | STRIP OUT |  | PER DAY | [5 empty] | 610 |  | 33%
102 | CONSUMABLES 15(P) + 19(H) |  | PER METER OF CANOPY | [5 empty] | 34 |  | 33%
400 | INSTALLATION NORMAL HOURS |  | 2 Pieces = 1 Day, 4 Pieces = 1.5 Days, 6 Pieces = 2 Days, 8 Pieces = 2.5 Days (1 Section up to 3m long equals 2 Pieces) + logistics | [5 empty] | 610 |  | 40%
400 | INSTALLATION AFTER HOURS |  | 2 Pieces = 1 Day, 4 Pieces = 1.5 Days, 6 Pieces = 2 Days, 8 Pieces = 2.5 Days (1 Section up to 3m long equals 2 Pieces) + logistics | [5 empty] | 1220 |  | 40%
253 | WALL CLADDING INSTALLATION |  | 6M PER DAY | [5 empty] | 610 |  | 33%
253 | OVERNIGHT/ TRAVEL EXPENSES |  | PER NIGHT PER TEAM | [5 empty] | 220 |  | 33%
280 | TEST & COMMISSION |  | ONE Engineer, 1 day per 4no UV or W/W Sections of Canopy | [5 empty] | 604 |  | 33%
| GAS INTERLOCK (INSTALLED) |  | MERLIN CT1750 (INCLUDES PRESSURE SWITCH) | [5 empty] | 1029 |  | 33%
| CO SENSOR (SOLID FUEL) |  | MERLIN CH4CO (ELE-683) CARBON MONOXIDE MONITOR | [5 empty] | 210.72 |  | 33%
| CO2 SENSOR (DCKV) |  | MERLIN CO CABON DIOXIDE MONITOR | [5 empty] | 234.9 |  | 33%
284 | BMS FAULT INTERFACE |  | OPTIONAL ITEM Add to all Canary Wharf Projects | [5 empty] | 215 |  | 33%
Office Use Only
Installation cost assumes each pair has their own alps & step ladders
Waterwash control panel does not include for a Touchscreen, if required it needs to be added as an option

## CANOPY (8) (hidden)
| F24 - 19 CANOPY COST SHEET | [12 empty] | JAN25-19
| Job No. |  |  |  | Project Name
| Customer |  |  |  | Location | [9 empty] | RECO CANOPIES MUST HAVE COALESCERS
| Sales Manager / Estimator initials |  |  |  | Date | [7 empty] | Revision No | C | GP SHOULD BE MINIMUM 44%
CURRENCY
| CURRENCY | % | COMMISSION | [5 empty] | COST | TOTAL COST | GP | Sell | SELL | PROFIT
SECTION UNDER 1000mm
ITEM
|  | TYPE | MODEL | WIDTH | LENGTH | HEIGHT | SECTIONS | FLOW RATE
| CONFIGURATION | WALL | CANOPY TYPE | [7 empty] | 44%
104 | LIGHTS | LIGHT SELECTION | [8 empty] | 31%
234 | SPECIAL WORKS | SELECT WORKS | [8 empty] | 44%
| SPECIAL WORKS | SELECT WORKS | [8 empty] | 44%
| SPECIAL WORKS | BIM/ REVIT per CANOPY | 1 | [7 empty] | 44% |  |  |  | always include
289 | WALL CLADDING | SELECT CLADDING |  | Ex-works, supply only, delivery extra | [6 empty] | 44%
242 | INFILL PANEL |  | m² | Up to 500mm high only. | [6 empty] | 44%
220 | CRATING |  | m³ | [7 empty] | 44%
| GREASE FILTERS | [9 empty] | 44%
| PSU / JUNCTION BOX | 0 | [8 empty] | 44%
107 | [10 empty] | 44%
|  | SELECT PANEL | [8 empty] | 44%
285 |  | SELECT W/W PODS | 0 | [7 empty] | 44%
286 |  | 1 | [8 empty] | 44%
SECTION UNDER 1000mm
ITEM
|  | TYPE | MODEL | WIDTH | LENGTH | HEIGHT | SECTIONS
210 | CONFIGURATION | WALL | CANOPY TYPE | [7 empty] | 44%
104 | LIGHTS | LIGHT SELECTION | [8 empty] | 31%
234 | SPECIAL WORKS | SELECT WORKS | [8 empty] | 44%
| SPECIAL WORKS | SELECT WORKS | [8 empty] | 44%
| SPECIAL WORKS | BIM/ REVIT per CANOPY | [8 empty] | 44% |  |  |  | always include
289 | WALL CLADDING | SELECT CLADDING |  | Ex-works, supply only, delivery extra | [6 empty] | 44%
242 | INFILL PANEL |  | m² | Up to 500mm high only. | [6 empty] | 44%
220 | CRATING |  | m³ | [7 empty] | 44%
103 | GREASE FILTERS | [9 empty] | 44%
| PSU / JUNCTION BOX | 0 | [8 empty] | 44%
107 | [10 empty] | 44%
|  | SELECT PANEL | [8 empty] | 44%
285 |  | SELECT W/W PODS | 0 | [7 empty] | 44%
286 |  | 1 | [8 empty] | 44%
SECTION UNDER 1000mm
ITEM
|  | TYPE | MODEL | WIDTH | LENGTH | HEIGHT | SECTIONS | FLOW RATE
210 | CONFIGURATION | WALL | CANOPY TYPE | [7 empty] | 44%
104 | LIGHTS | LIGHT SELECTION | [8 empty] | 31%
234 | SPECIAL WORKS | SELECT WORKS | [8 empty] | 44%
| SPECIAL WORKS | SELECT WORKS | [8 empty] | 44%
| SPECIAL WORKS | BIM/ REVIT per CANOPY | [8 empty] | 44% |  |  |  | always include
289 | WALL CLADDING | SELECT CLADDING |  | Ex-works, supply only, delivery extra | [6 empty] | 44%
242 | INFILL PANEL |  | m² | Up to 500mm high only. | [6 empty] | 44%
220 | CRATING |  | m³ | [7 empty] | 44%
103 | GREASE FILTERS | [9 empty] | 44%
| PSU / JUNCTION BOX | 0 | [8 empty] | 44%
107 | [10 empty] | 44%
|  | SELECT PANEL | [8 empty] | 44%
285 |  | SELECT W/W PODS | 0 | [7 empty] | 44%
286 |  | 1 | [8 empty] | 44%
SECTION UNDER 1000mm
ITEM
|  | TYPE | MODEL | WIDTH | LENGTH | HEIGHT | SECTIONS | FLOW RATE
210 | CONFIGURATION | WALL | CANOPY TYPE | [7 empty] | 44%
104 | LIGHTS | LIGHT SELECTION |  | 100 | [6 empty] | 31%
234 | SPECIAL WORKS | SELECT WORKS | [8 empty] | 44%
| SPECIAL WORKS | SELECT WORKS | [8 empty] | 44%
| SPECIAL WORKS | BIM/ REVIT per CANOPY | [8 empty] | 44% |  |  |  | always include
289 | WALL CLADDING | SELECT CLADDING |  | Ex-works, supply only, delivery extra | [6 empty] | 44%
242 | INFILL PANEL |  | m² | Up to 500mm high only. | [6 empty] | 44%
220 | CRATING |  | m³ | [7 empty] | 44%
103 | GREASE FILTERS | [9 empty] | 44%
| PSU / JUNCTION BOX | 0 | [8 empty] | 44%
107 | [10 empty] | 44%
|  | SELECT PANEL | [8 empty] | 44%
285 |  | SELECT W/W PODS | 0 | [7 empty] | 44%
286 |  | 1 | [8 empty] | 44%
SECTION UNDER 1000mm
ITEM
|  | TYPE | MODEL | WIDTH | LENGTH | HEIGHT | SECTIONS | FLOW RATE
210 | CONFIGURATION | WALL | CANOPY TYPE | [7 empty] | 44%
104 | LIGHTS | LIGHT SELECTION | [8 empty] | 31%
234 | SPECIAL WORKS | SELECT WORKS | [8 empty] | 44%
| SPECIAL WORKS | SELECT WORKS | [8 empty] | 44%
| SPECIAL WORKS | BIM/ REVIT per CANOPY | [8 empty] | 44% |  |  |  | always include
289 | WALL CLADDING | SELECT CLADDING |  | Ex-works, supply only, delivery extra | [6 empty] | 44%
242 | INFILL PANEL |  | m² | Up to 500mm high only. | [6 empty] | 44%
220 | CRATING |  | m³ | [7 empty] | 44%
103 | GREASE FILTERS | [9 empty] | 44%
| PSU / JUNCTION BOX | 0 | [8 empty] | 44%
107 | [10 empty] | 44%
|  | SELECT PANEL | [8 empty] | 44%
285 |  | SELECT W/W PODS | 0 | [7 empty] | 44%
286 |  | 1 | [8 empty] | 44%
SECTION UNDER 1000mm
ITEM
|  | TYPE | MODEL | WIDTH | LENGTH | HEIGHT | SECTIONS | FLOW RATE
210 | CONFIGURATION | WALL | CANOPY TYPE | [7 empty] | 44%
104 | LIGHTS | LIGHT SELECTION | [8 empty] | 31%
234 | SPECIAL WORKS | SELECT WORKS | [8 empty] | 44%
| SPECIAL WORKS | SELECT WORKS | [8 empty] | 44%
| SPECIAL WORKS | BIM/ REVIT per CANOPY | [8 empty] | 44% |  |  |  | always include
289 | WALL CLADDING | SELECT CLADDING |  | Ex-works, supply only, delivery extra | [6 empty] | 44%
242 | INFILL PANEL |  | m² | [7 empty] | 44%
220 | CRATING |  | m³ | [7 empty] | 44%
103 | GREASE FILTERS | [9 empty] | 44%
| PSU / JUNCTION BOX | 0 | [8 empty] | 44%
107 | [10 empty] | 44%
|  | SELECT PANEL | [8 empty] | 44%
285 |  | SELECT W/W PODS | 0 | [7 empty] | 44%
286 |  | 1 | [8 empty] | 44%
SECTION UNDER 1000mm
ITEM
|  | TYPE | MODEL | WIDTH | LENGTH | HEIGHT | SECTIONS | FLOW RATE
210 | CONFIGURATION | WALL | CANOPY TYPE | [7 empty] | 44%
104 | LIGHTS | LIGHT SELECTION | [8 empty] | 31%
234 | SPECIAL WORKS | SELECT WORKS | [8 empty] | 44%
| SPECIAL WORKS | SELECT WORKS | [8 empty] | 44%
| SPECIAL WORKS | BIM/ REVIT per CANOPY | [8 empty] | 44% |  |  |  | always include
289 | WALL CLADDING | SELECT CLADDING |  | Ex-works, supply only, delivery extra | [6 empty] | 44%
242 | INFILL PANEL |  | m² | [7 empty] | 44%
220 | CRATING |  | m³ | [7 empty] | 44%
103 | GREASE FILTERS | [9 empty] | 44%
| PSU / JUNCTION BOX | 0 | [8 empty] | 44%
107 | [10 empty] | 44%
|  | SELECT PANEL | [8 empty] | 44%
285 |  | SELECT W/W PODS | 0 | [7 empty] | 44%
286 |  | 1 | [8 empty] | 44%
SECTION UNDER 1000mm
ITEM
|  | TYPE | MODEL | WIDTH | LENGTH | HEIGHT | SECTIONS | FLOW RATE
210 | CONFIGURATION | WALL | CANOPY TYPE | [7 empty] | 44%
104 | LIGHTS | LIGHT SELECTION | [8 empty] | 31%
234 | SPECIAL WORKS | SELECT WORKS | [8 empty] | 44%
| SPECIAL WORKS | SELECT WORKS | [8 empty] | 44%
| SPECIAL WORKS | BIM/ REVIT per CANOPY | [8 empty] | 44% |  |  |  | always include
289 | WALL CLADDING | SELECT CLADDING |  | Ex-works, supply only, delivery extra | [6 empty] | 44%
242 | INFILL PANEL |  | m² | [7 empty] | 44%
220 | CRATING |  | m³ | [7 empty] | 44%
103 | GREASE FILTERS | [9 empty] | 44%
| PSU / JUNCTION BOX | 0 | [8 empty] | 44%
107 | [10 empty] | 44%
|  | SELECT PANEL | [8 empty] | 44%
285 |  | SELECT W/W PODS | 0 | [7 empty] | 44%
286 |  | 1 | [8 empty] | 44%
SECTION UNDER 1000mm
ITEM
|  | TYPE | MODEL | WIDTH | LENGTH | HEIGHT | SECTIONS | FLOW RATE
210 | CONFIGURATION | WALL | CANOPY TYPE | [7 empty] | 44%
104 | LIGHTS | LIGHT SELECTION | [8 empty] | 31%
234 | SPECIAL WORKS | SELECT WORKS | [8 empty] | 44%
| SPECIAL WORKS | SELECT WORKS | [8 empty] | 44%
| SPECIAL WORKS | BIM/ REVIT per CANOPY | [8 empty] | 44% |  |  |  | always include
289 | WALL CLADDING | SELECT CLADDING |  | Ex-works, supply only, delivery extra | [6 empty] | 44%
242 | INFILL PANEL |  | m² | [7 empty] | 44%
220 | CRATING |  | m³ | [7 empty] | 44%
103 | GREASE FILTERS | [9 empty] | 44%
| PSU / JUNCTION BOX | 0 | [8 empty] | 44%
107 | [10 empty] | 44%
|  | SELECT PANEL | [8 empty] | 44%
285 |  | SELECT W/W PODS | 0 | [7 empty] | 44%
286 |  | 1 | [8 empty] | 44%
SECTION UNDER 1000mm
ITEM
|  | TYPE | MODEL | WIDTH | LENGTH | HEIGHT | SECTIONS | FLOW RATE
210 | CONFIGURATION | WALL | CANOPY TYPE | [7 empty] | 44%
104 | LIGHTS | LIGHT SELECTION | [8 empty] | 31%
234 | SPECIAL WORKS | SELECT WORKS | [8 empty] | 44%
| SPECIAL WORKS | SELECT WORKS | [8 empty] | 44%
| SPECIAL WORKS | BIM/ REVIT per CANOPY | [8 empty] | 44% |  |  |  | always include
289 | WALL CLADDING | SELECT CLADDING |  | Ex-works, supply only, delivery extra | [6 empty] | 44%
242 | INFILL PANEL |  | m² | [7 empty] | 44%
220 | CRATING |  | m³ | [7 empty] | 44%
103 | GREASE FILTERS | [9 empty] | 44%
| PSU / JUNCTION BOX | 0 | [8 empty] | 44%
107 | [10 empty] | 44%
|  | SELECT PANEL | [8 empty] | 44%
285 |  | SELECT W/W PODS | 0 | [7 empty] | 44%
286 |  | 1 | [8 empty] | 44%
DELIVERY & INSTALLATION
222 | DELIVERY 1 x 7.5T TAIL LIFT 3200KGS |  | SELECT LOCATION… | CHECK SIZE OF LOAD BEFORE ENTERING QUANTITY | [6 empty] | 33%
257 | PLANT HIRE |  | PLANT SELECTION (weekly) | Install of 6no Pieces of Canopy Max | [6 empty] | 33%
257 | PLANT HIRE |  | PLANT SELECTION (weekly) | Install of 6no Pieces of Canopy Max | [6 empty] | 33%
222 |  |  | SELECT LOCATION… | [7 empty] | 33%
400 | STRIP OUT |  | PER DAY | [5 empty] | 610 |  | 33%
102 | CONSUMABLES 15(P) + 19(H) |  | PER METER OF CANOPY | [5 empty] | 34 |  | 33%
400 | INSTALLATION NORMAL HOURS |  | 2 Pieces = 1 Day, 4 Pieces = 1.5 Days, 6 Pieces = 2 Days, 8 Pieces = 2.5 Days (1 Section up to 3m long equals 2 Pieces) + logistics | [5 empty] | 610 |  | 40%
400 | INSTALLATION AFTER HOURS |  | 2 Pieces = 1 Day, 4 Pieces = 1.5 Days, 6 Pieces = 2 Days, 8 Pieces = 2.5 Days (1 Section up to 3m long equals 2 Pieces) + logistics | [5 empty] | 1220 |  | 40%
253 | WALL CLADDING INSTALLATION |  | 6M PER DAY | [5 empty] | 610 |  | 33%
253 | OVERNIGHT/ TRAVEL EXPENSES |  | PER NIGHT PER TEAM | [5 empty] | 220 |  | 33%
280 | TEST & COMMISSION |  | ONE Engineer, 1 day per 4no UV or W/W Sections of Canopy | [5 empty] | 604 |  | 33%
| GAS INTERLOCK (INSTALLED) |  | MERLIN CT1750 (INCLUDES PRESSURE SWITCH) | [5 empty] | 1029 |  | 33%
| CO SENSOR (SOLID FUEL) |  | MERLIN CH4CO (ELE-683) CARBON MONOXIDE MONITOR | [5 empty] | 210.72 |  | 33%
| CO2 SENSOR (DCKV) |  | MERLIN CO CABON DIOXIDE MONITOR | [5 empty] | 234.9 |  | 33%
284 | BMS FAULT INTERFACE |  | OPTIONAL ITEM Add to all Canary Wharf Projects | [5 empty] | 215 |  | 33%
Office Use Only
Installation cost assumes each pair has their own alps & step ladders
Waterwash control panel does not include for a Touchscreen, if required it needs to be added as an option

## CANOPY (7) (hidden)
| F24 - 19 CANOPY COST SHEET | [12 empty] | JAN25-19
| Job No. |  |  |  | Project Name
| Customer |  |  |  | Location | [9 empty] | RECO CANOPIES MUST HAVE COALESCERS
| Sales Manager / Estimator initials |  |  |  | Date | [7 empty] | Revision No | C | GP SHOULD BE MINIMUM 44%
CURRENCY
| CURRENCY | % | COMMISSION | [5 empty] | COST | TOTAL COST | GP | Sell | SELL | PROFIT
SECTION UNDER 1000mm
ITEM
|  | TYPE | MODEL | WIDTH | LENGTH | HEIGHT | SECTIONS | FLOW RATE
| CONFIGURATION | WALL | CANOPY TYPE | [7 empty] | 44%
104 | LIGHTS | LIGHT SELECTION | [8 empty] | 31%
234 | SPECIAL WORKS | SELECT WORKS | [8 empty] | 44%
| SPECIAL WORKS | SELECT WORKS | [8 empty] | 44%
| SPECIAL WORKS | BIM/ REVIT per CANOPY | 1 | [7 empty] | 44% |  |  |  | always include
289 | WALL CLADDING | SELECT CLADDING |  | Ex-works, supply only, delivery extra | [6 empty] | 44%
242 | INFILL PANEL |  | m² | Up to 500mm high only. | [6 empty] | 44%
220 | CRATING |  | m³ | [7 empty] | 44%
| GREASE FILTERS | [9 empty] | 44%
| PSU / JUNCTION BOX | 0 | [8 empty] | 44%
107 | [10 empty] | 44%
|  | SELECT PANEL | [8 empty] | 44%
285 |  | SELECT W/W PODS | 0 | [7 empty] | 44%
286 |  | 1 | [8 empty] | 44%
SECTION UNDER 1000mm
ITEM
|  | TYPE | MODEL | WIDTH | LENGTH | HEIGHT | SECTIONS
210 | CONFIGURATION | WALL | CANOPY TYPE | [7 empty] | 44%
104 | LIGHTS | LIGHT SELECTION | [8 empty] | 31%
234 | SPECIAL WORKS | SELECT WORKS | [8 empty] | 44%
| SPECIAL WORKS | SELECT WORKS | [8 empty] | 44%
| SPECIAL WORKS | BIM/ REVIT per CANOPY | [8 empty] | 44% |  |  |  | always include
289 | WALL CLADDING | SELECT CLADDING |  | Ex-works, supply only, delivery extra | [6 empty] | 44%
242 | INFILL PANEL |  | m² | Up to 500mm high only. | [6 empty] | 44%
220 | CRATING |  | m³ | [7 empty] | 44%
103 | GREASE FILTERS | [9 empty] | 44%
| PSU / JUNCTION BOX | 0 | [8 empty] | 44%
107 | [10 empty] | 44%
|  | SELECT PANEL | [8 empty] | 44%
285 |  | SELECT W/W PODS | 0 | [7 empty] | 44%
286 |  | 1 | [8 empty] | 44%
SECTION UNDER 1000mm
ITEM
|  | TYPE | MODEL | WIDTH | LENGTH | HEIGHT | SECTIONS | FLOW RATE
210 | CONFIGURATION | WALL | CANOPY TYPE | [7 empty] | 44%
104 | LIGHTS | LIGHT SELECTION | [8 empty] | 31%
234 | SPECIAL WORKS | SELECT WORKS | [8 empty] | 44%
| SPECIAL WORKS | SELECT WORKS | [8 empty] | 44%
| SPECIAL WORKS | BIM/ REVIT per CANOPY | [8 empty] | 44% |  |  |  | always include
289 | WALL CLADDING | SELECT CLADDING |  | Ex-works, supply only, delivery extra | [6 empty] | 44%
242 | INFILL PANEL |  | m² | Up to 500mm high only. | [6 empty] | 44%
220 | CRATING |  | m³ | [7 empty] | 44%
103 | GREASE FILTERS | [9 empty] | 44%
| PSU / JUNCTION BOX | 0 | [8 empty] | 44%
107 | [10 empty] | 44%
|  | SELECT PANEL | [8 empty] | 44%
285 |  | SELECT W/W PODS | 0 | [7 empty] | 44%
286 |  | 1 | [8 empty] | 44%
SECTION UNDER 1000mm
ITEM
|  | TYPE | MODEL | WIDTH | LENGTH | HEIGHT | SECTIONS | FLOW RATE
210 | CONFIGURATION | WALL | CANOPY TYPE | [7 empty] | 44%
104 | LIGHTS | LIGHT SELECTION |  | 100 | [6 empty] | 31%
234 | SPECIAL WORKS | SELECT WORKS | [8 empty] | 44%
| SPECIAL WORKS | SELECT WORKS | [8 empty] | 44%
| SPECIAL WORKS | BIM/ REVIT per CANOPY | [8 empty] | 44% |  |  |  | always include
289 | WALL CLADDING | SELECT CLADDING |  | Ex-works, supply only, delivery extra | [6 empty] | 44%
242 | INFILL PANEL |  | m² | Up to 500mm high only. | [6 empty] | 44%
220 | CRATING |  | m³ | [7 empty] | 44%
103 | GREASE FILTERS | [9 empty] | 44%
| PSU / JUNCTION BOX | 0 | [8 empty] | 44%
107 | [10 empty] | 44%
|  | SELECT PANEL | [8 empty] | 44%
285 |  | SELECT W/W PODS | 0 | [7 empty] | 44%
286 |  | 1 | [8 empty] | 44%
SECTION UNDER 1000mm
ITEM
|  | TYPE | MODEL | WIDTH | LENGTH | HEIGHT | SECTIONS | FLOW RATE
210 | CONFIGURATION | WALL | CANOPY TYPE | [7 empty] | 44%
104 | LIGHTS | LIGHT SELECTION | [8 empty] | 31%
234 | SPECIAL WORKS | SELECT WORKS | [8 empty] | 44%
| SPECIAL WORKS | SELECT WORKS | [8 empty] | 44%
| SPECIAL WORKS | BIM/ REVIT per CANOPY | [8 empty] | 44% |  |  |  | always include
289 | WALL CLADDING | SELECT CLADDING |  | Ex-works, supply only, delivery extra | [6 empty] | 44%
242 | INFILL PANEL |  | m² | Up to 500mm high only. | [6 empty] | 44%
220 | CRATING |  | m³ | [7 empty] | 44%
103 | GREASE FILTERS | [9 empty] | 44%
| PSU / JUNCTION BOX | 0 | [8 empty] | 44%
107 | [10 empty] | 44%
|  | SELECT PANEL | [8 empty] | 44%
285 |  | SELECT W/W PODS | 0 | [7 empty] | 44%
286 |  | 1 | [8 empty] | 44%
SECTION UNDER 1000mm
ITEM
|  | TYPE | MODEL | WIDTH | LENGTH | HEIGHT | SECTIONS | FLOW RATE
210 | CONFIGURATION | WALL | CANOPY TYPE | [7 empty] | 44%
104 | LIGHTS | LIGHT SELECTION | [8 empty] | 31%
234 | SPECIAL WORKS | SELECT WORKS | [8 empty] | 44%
| SPECIAL WORKS | SELECT WORKS | [8 empty] | 44%
| SPECIAL WORKS | BIM/ REVIT per CANOPY | [8 empty] | 44% |  |  |  | always include
289 | WALL CLADDING | SELECT CLADDING |  | Ex-works, supply only, delivery extra | [6 empty] | 44%
242 | INFILL PANEL |  | m² | [7 empty] | 44%
220 | CRATING |  | m³ | [7 empty] | 44%
103 | GREASE FILTERS | [9 empty] | 44%
| PSU / JUNCTION BOX | 0 | [8 empty] | 44%
107 | [10 empty] | 44%
|  | SELECT PANEL | [8 empty] | 44%
285 |  | SELECT W/W PODS | 0 | [7 empty] | 44%
286 |  | 1 | [8 empty] | 44%
SECTION UNDER 1000mm
ITEM
|  | TYPE | MODEL | WIDTH | LENGTH | HEIGHT | SECTIONS | FLOW RATE
210 | CONFIGURATION | WALL | CANOPY TYPE | [7 empty] | 44%
104 | LIGHTS | LIGHT SELECTION | [8 empty] | 31%
234 | SPECIAL WORKS | SELECT WORKS | [8 empty] | 44%
| SPECIAL WORKS | SELECT WORKS | [8 empty] | 44%
| SPECIAL WORKS | BIM/ REVIT per CANOPY | [8 empty] | 44% |  |  |  | always include
289 | WALL CLADDING | SELECT CLADDING |  | Ex-works, supply only, delivery extra | [6 empty] | 44%
242 | INFILL PANEL |  | m² | [7 empty] | 44%
220 | CRATING |  | m³ | [7 empty] | 44%
103 | GREASE FILTERS | [9 empty] | 44%
| PSU / JUNCTION BOX | 0 | [8 empty] | 44%
107 | [10 empty] | 44%
|  | SELECT PANEL | [8 empty] | 44%
285 |  | SELECT W/W PODS | 0 | [7 empty] | 44%
286 |  | 1 | [8 empty] | 44%
SECTION UNDER 1000mm
ITEM
|  | TYPE | MODEL | WIDTH | LENGTH | HEIGHT | SECTIONS | FLOW RATE
210 | CONFIGURATION | WALL | CANOPY TYPE | [7 empty] | 44%
104 | LIGHTS | LIGHT SELECTION | [8 empty] | 31%
234 | SPECIAL WORKS | SELECT WORKS | [8 empty] | 44%
| SPECIAL WORKS | SELECT WORKS | [8 empty] | 44%
| SPECIAL WORKS | BIM/ REVIT per CANOPY | [8 empty] | 44% |  |  |  | always include
289 | WALL CLADDING | SELECT CLADDING |  | Ex-works, supply only, delivery extra | [6 empty] | 44%
242 | INFILL PANEL |  | m² | [7 empty] | 44%
220 | CRATING |  | m³ | [7 empty] | 44%
103 | GREASE FILTERS | [9 empty] | 44%
| PSU / JUNCTION BOX | 0 | [8 empty] | 44%
107 | [10 empty] | 44%
|  | SELECT PANEL | [8 empty] | 44%
285 |  | SELECT W/W PODS | 0 | [7 empty] | 44%
286 |  | 1 | [8 empty] | 44%
SECTION UNDER 1000mm
ITEM
|  | TYPE | MODEL | WIDTH | LENGTH | HEIGHT | SECTIONS | FLOW RATE
210 | CONFIGURATION | WALL | CANOPY TYPE | [7 empty] | 44%
104 | LIGHTS | LIGHT SELECTION | [8 empty] | 31%
234 | SPECIAL WORKS | SELECT WORKS | [8 empty] | 44%
| SPECIAL WORKS | SELECT WORKS | [8 empty] | 44%
| SPECIAL WORKS | BIM/ REVIT per CANOPY | [8 empty] | 44% |  |  |  | always include
289 | WALL CLADDING | SELECT CLADDING |  | Ex-works, supply only, delivery extra | [6 empty] | 44%
242 | INFILL PANEL |  | m² | [7 empty] | 44%
220 | CRATING |  | m³ | [7 empty] | 44%
103 | GREASE FILTERS | [9 empty] | 44%
| PSU / JUNCTION BOX | 0 | [8 empty] | 44%
107 | [10 empty] | 44%
|  | SELECT PANEL | [8 empty] | 44%
285 |  | SELECT W/W PODS | 0 | [7 empty] | 44%
286 |  | 1 | [8 empty] | 44%
SECTION UNDER 1000mm
ITEM
|  | TYPE | MODEL | WIDTH | LENGTH | HEIGHT | SECTIONS | FLOW RATE
210 | CONFIGURATION | WALL | CANOPY TYPE | [7 empty] | 44%
104 | LIGHTS | LIGHT SELECTION | [8 empty] | 31%
234 | SPECIAL WORKS | SELECT WORKS | [8 empty] | 44%
| SPECIAL WORKS | SELECT WORKS | [8 empty] | 44%
| SPECIAL WORKS | BIM/ REVIT per CANOPY | [8 empty] | 44% |  |  |  | always include
289 | WALL CLADDING | SELECT CLADDING |  | Ex-works, supply only, delivery extra | [6 empty] | 44%
242 | INFILL PANEL |  | m² | [7 empty] | 44%
220 | CRATING |  | m³ | [7 empty] | 44%
103 | GREASE FILTERS | [9 empty] | 44%
| PSU / JUNCTION BOX | 0 | [8 empty] | 44%
107 | [10 empty] | 44%
|  | SELECT PANEL | [8 empty] | 44%
285 |  | SELECT W/W PODS | 0 | [7 empty] | 44%
286 |  | 1 | [8 empty] | 44%
DELIVERY & INSTALLATION
222 | DELIVERY 1 x 7.5T TAIL LIFT 3200KGS |  | SELECT LOCATION… | CHECK SIZE OF LOAD BEFORE ENTERING QUANTITY | [6 empty] | 33%
257 | PLANT HIRE |  | PLANT SELECTION (weekly) | Install of 6no Pieces of Canopy Max | [6 empty] | 33%
257 | PLANT HIRE |  | PLANT SELECTION (weekly) | Install of 6no Pieces of Canopy Max | [6 empty] | 33%
222 |  |  | SELECT LOCATION… | [7 empty] | 33%
400 | STRIP OUT |  | PER DAY | [5 empty] | 610 |  | 33%
102 | CONSUMABLES 15(P) + 19(H) |  | PER METER OF CANOPY | [5 empty] | 34 |  | 33%
400 | INSTALLATION NORMAL HOURS |  | 2 Pieces = 1 Day, 4 Pieces = 1.5 Days, 6 Pieces = 2 Days, 8 Pieces = 2.5 Days (1 Section up to 3m long equals 2 Pieces) + logistics | [5 empty] | 610 |  | 40%
400 | INSTALLATION AFTER HOURS |  | 2 Pieces = 1 Day, 4 Pieces = 1.5 Days, 6 Pieces = 2 Days, 8 Pieces = 2.5 Days (1 Section up to 3m long equals 2 Pieces) + logistics | [5 empty] | 1220 |  | 40%
253 | WALL CLADDING INSTALLATION |  | 6M PER DAY | [5 empty] | 610 |  | 33%
253 | OVERNIGHT/ TRAVEL EXPENSES |  | PER NIGHT PER TEAM | [5 empty] | 220 |  | 33%
280 | TEST & COMMISSION |  | ONE Engineer, 1 day per 4no UV or W/W Sections of Canopy | [5 empty] | 604 |  | 33%
| GAS INTERLOCK (INSTALLED) |  | MERLIN CT1750 (INCLUDES PRESSURE SWITCH) | [5 empty] | 1029 |  | 33%
| CO SENSOR (SOLID FUEL) |  | MERLIN CH4CO (ELE-683) CARBON MONOXIDE MONITOR | [5 empty] | 210.72 |  | 33%
| CO2 SENSOR (DCKV) |  | MERLIN CO CABON DIOXIDE MONITOR | [5 empty] | 234.9 |  | 33%
284 | BMS FAULT INTERFACE |  | OPTIONAL ITEM Add to all Canary Wharf Projects | [5 empty] | 215 |  | 33%
Office Use Only
Installation cost assumes each pair has their own alps & step ladders
Waterwash control panel does not include for a Touchscreen, if required it needs to be added as an option

## CANOPY (6) (hidden)
| F24 - 19 CANOPY COST SHEET | [12 empty] | JAN25-19
| Job No. |  |  |  | Project Name
| Customer |  |  |  | Location | [9 empty] | RECO CANOPIES MUST HAVE COALESCERS
| Sales Manager / Estimator initials |  |  |  | Date | [7 empty] | Revision No | C | GP SHOULD BE MINIMUM 44%
CURRENCY
| CURRENCY | % | COMMISSION | [5 empty] | COST | TOTAL COST | GP | Sell | SELL | PROFIT
SECTION UNDER 1000mm
ITEM
|  | TYPE | MODEL | WIDTH | LENGTH | HEIGHT | SECTIONS | FLOW RATE
| CONFIGURATION | WALL | CANOPY TYPE | [7 empty] | 44%
104 | LIGHTS | LIGHT SELECTION | [8 empty] | 31%
234 | SPECIAL WORKS | SELECT WORKS | [8 empty] | 44%
| SPECIAL WORKS | SELECT WORKS | [8 empty] | 44%
| SPECIAL WORKS | BIM/ REVIT per CANOPY | 1 | [7 empty] | 44% |  |  |  | always include
289 | WALL CLADDING | SELECT CLADDING |  | Ex-works, supply only, delivery extra | [6 empty] | 44%
242 | INFILL PANEL |  | m² | Up to 500mm high only. | [6 empty] | 44%
220 | CRATING |  | m³ | [7 empty] | 44%
| GREASE FILTERS | [9 empty] | 44%
| PSU / JUNCTION BOX | 0 | [8 empty] | 44%
107 | [10 empty] | 44%
|  | SELECT PANEL | [8 empty] | 44%
285 |  | SELECT W/W PODS | 0 | [7 empty] | 44%
286 |  | 1 | [8 empty] | 44%
SECTION UNDER 1000mm
ITEM
|  | TYPE | MODEL | WIDTH | LENGTH | HEIGHT | SECTIONS
210 | CONFIGURATION | WALL | CANOPY TYPE | [7 empty] | 44%
104 | LIGHTS | LIGHT SELECTION | [8 empty] | 31%
234 | SPECIAL WORKS | SELECT WORKS | [8 empty] | 44%
| SPECIAL WORKS | SELECT WORKS | [8 empty] | 44%
| SPECIAL WORKS | BIM/ REVIT per CANOPY | [8 empty] | 44% |  |  |  | always include
289 | WALL CLADDING | SELECT CLADDING |  | Ex-works, supply only, delivery extra | [6 empty] | 44%
242 | INFILL PANEL |  | m² | Up to 500mm high only. | [6 empty] | 44%
220 | CRATING |  | m³ | [7 empty] | 44%
103 | GREASE FILTERS | [9 empty] | 44%
| PSU / JUNCTION BOX | 0 | [8 empty] | 44%
107 | [10 empty] | 44%
|  | SELECT PANEL | [8 empty] | 44%
285 |  | SELECT W/W PODS | 0 | [7 empty] | 44%
286 |  | 1 | [8 empty] | 44%
SECTION UNDER 1000mm
ITEM
|  | TYPE | MODEL | WIDTH | LENGTH | HEIGHT | SECTIONS | FLOW RATE
210 | CONFIGURATION | WALL | CANOPY TYPE | [7 empty] | 44%
104 | LIGHTS | LIGHT SELECTION | [8 empty] | 31%
234 | SPECIAL WORKS | SELECT WORKS | [8 empty] | 44%
| SPECIAL WORKS | SELECT WORKS | [8 empty] | 44%
| SPECIAL WORKS | BIM/ REVIT per CANOPY | [8 empty] | 44% |  |  |  | always include
289 | WALL CLADDING | SELECT CLADDING |  | Ex-works, supply only, delivery extra | [6 empty] | 44%
242 | INFILL PANEL |  | m² | Up to 500mm high only. | [6 empty] | 44%
220 | CRATING |  | m³ | [7 empty] | 44%
103 | GREASE FILTERS | [9 empty] | 44%
| PSU / JUNCTION BOX | 0 | [8 empty] | 44%
107 | [10 empty] | 44%
|  | SELECT PANEL | [8 empty] | 44%
285 |  | SELECT W/W PODS | 0 | [7 empty] | 44%
286 |  | 1 | [8 empty] | 44%
SECTION UNDER 1000mm
ITEM
|  | TYPE | MODEL | WIDTH | LENGTH | HEIGHT | SECTIONS | FLOW RATE
210 | CONFIGURATION | WALL | CANOPY TYPE | [7 empty] | 44%
104 | LIGHTS | LIGHT SELECTION |  | 100 | [6 empty] | 31%
234 | SPECIAL WORKS | SELECT WORKS | [8 empty] | 44%
| SPECIAL WORKS | SELECT WORKS | [8 empty] | 44%
| SPECIAL WORKS | BIM/ REVIT per CANOPY | [8 empty] | 44% |  |  |  | always include
289 | WALL CLADDING | SELECT CLADDING |  | Ex-works, supply only, delivery extra | [6 empty] | 44%
242 | INFILL PANEL |  | m² | Up to 500mm high only. | [6 empty] | 44%
220 | CRATING |  | m³ | [7 empty] | 44%
103 | GREASE FILTERS | [9 empty] | 44%
| PSU / JUNCTION BOX | 0 | [8 empty] | 44%
107 | [10 empty] | 44%
|  | SELECT PANEL | [8 empty] | 44%
285 |  | SELECT W/W PODS | 0 | [7 empty] | 44%
286 |  | 1 | [8 empty] | 44%
SECTION UNDER 1000mm
ITEM
|  | TYPE | MODEL | WIDTH | LENGTH | HEIGHT | SECTIONS | FLOW RATE
210 | CONFIGURATION | WALL | CANOPY TYPE | [7 empty] | 44%
104 | LIGHTS | LIGHT SELECTION | [8 empty] | 31%
234 | SPECIAL WORKS | SELECT WORKS | [8 empty] | 44%
| SPECIAL WORKS | SELECT WORKS | [8 empty] | 44%
| SPECIAL WORKS | BIM/ REVIT per CANOPY | [8 empty] | 44% |  |  |  | always include
289 | WALL CLADDING | SELECT CLADDING |  | Ex-works, supply only, delivery extra | [6 empty] | 44%
242 | INFILL PANEL |  | m² | Up to 500mm high only. | [6 empty] | 44%
220 | CRATING |  | m³ | [7 empty] | 44%
103 | GREASE FILTERS | [9 empty] | 44%
| PSU / JUNCTION BOX | 0 | [8 empty] | 44%
107 | [10 empty] | 44%
|  | SELECT PANEL | [8 empty] | 44%
285 |  | SELECT W/W PODS | 0 | [7 empty] | 44%
286 |  | 1 | [8 empty] | 44%
SECTION UNDER 1000mm
ITEM
|  | TYPE | MODEL | WIDTH | LENGTH | HEIGHT | SECTIONS | FLOW RATE
210 | CONFIGURATION | WALL | CANOPY TYPE | [7 empty] | 44%
104 | LIGHTS | LIGHT SELECTION | [8 empty] | 31%
234 | SPECIAL WORKS | SELECT WORKS | [8 empty] | 44%
| SPECIAL WORKS | SELECT WORKS | [8 empty] | 44%
| SPECIAL WORKS | BIM/ REVIT per CANOPY | [8 empty] | 44% |  |  |  | always include
289 | WALL CLADDING | SELECT CLADDING |  | Ex-works, supply only, delivery extra | [6 empty] | 44%
242 | INFILL PANEL |  | m² | [7 empty] | 44%
220 | CRATING |  | m³ | [7 empty] | 44%
103 | GREASE FILTERS | [9 empty] | 44%
| PSU / JUNCTION BOX | 0 | [8 empty] | 44%
107 | [10 empty] | 44%
|  | SELECT PANEL | [8 empty] | 44%
285 |  | SELECT W/W PODS | 0 | [7 empty] | 44%
286 |  | 1 | [8 empty] | 44%
SECTION UNDER 1000mm
ITEM
|  | TYPE | MODEL | WIDTH | LENGTH | HEIGHT | SECTIONS | FLOW RATE
210 | CONFIGURATION | WALL | CANOPY TYPE | [7 empty] | 44%
104 | LIGHTS | LIGHT SELECTION | [8 empty] | 31%
234 | SPECIAL WORKS | SELECT WORKS | [8 empty] | 44%
| SPECIAL WORKS | SELECT WORKS | [8 empty] | 44%
| SPECIAL WORKS | BIM/ REVIT per CANOPY | [8 empty] | 44% |  |  |  | always include
289 | WALL CLADDING | SELECT CLADDING |  | Ex-works, supply only, delivery extra | [6 empty] | 44%
242 | INFILL PANEL |  | m² | [7 empty] | 44%
220 | CRATING |  | m³ | [7 empty] | 44%
103 | GREASE FILTERS | [9 empty] | 44%
| PSU / JUNCTION BOX | 0 | [8 empty] | 44%
107 | [10 empty] | 44%
|  | SELECT PANEL | [8 empty] | 44%
285 |  | SELECT W/W PODS | 0 | [7 empty] | 44%
286 |  | 1 | [8 empty] | 44%
SECTION UNDER 1000mm
ITEM
|  | TYPE | MODEL | WIDTH | LENGTH | HEIGHT | SECTIONS | FLOW RATE
210 | CONFIGURATION | WALL | CANOPY TYPE | [7 empty] | 44%
104 | LIGHTS | LIGHT SELECTION | [8 empty] | 31%
234 | SPECIAL WORKS | SELECT WORKS | [8 empty] | 44%
| SPECIAL WORKS | SELECT WORKS | [8 empty] | 44%
| SPECIAL WORKS | BIM/ REVIT per CANOPY | [8 empty] | 44% |  |  |  | always include
289 | WALL CLADDING | SELECT CLADDING |  | Ex-works, supply only, delivery extra | [6 empty] | 44%
242 | INFILL PANEL |  | m² | [7 empty] | 44%
220 | CRATING |  | m³ | [7 empty] | 44%
103 | GREASE FILTERS | [9 empty] | 44%
| PSU / JUNCTION BOX | 0 | [8 empty] | 44%
107 | [10 empty] | 44%
|  | SELECT PANEL | [8 empty] | 44%
285 |  | SELECT W/W PODS | 0 | [7 empty] | 44%
286 |  | 1 | [8 empty] | 44%
SECTION UNDER 1000mm
ITEM
|  | TYPE | MODEL | WIDTH | LENGTH | HEIGHT | SECTIONS | FLOW RATE
210 | CONFIGURATION | WALL | CANOPY TYPE | [7 empty] | 44%
104 | LIGHTS | LIGHT SELECTION | [8 empty] | 31%
234 | SPECIAL WORKS | SELECT WORKS | [8 empty] | 44%
| SPECIAL WORKS | SELECT WORKS | [8 empty] | 44%
| SPECIAL WORKS | BIM/ REVIT per CANOPY | [8 empty] | 44% |  |  |  | always include
289 | WALL CLADDING | SELECT CLADDING |  | Ex-works, supply only, delivery extra | [6 empty] | 44%
242 | INFILL PANEL |  | m² | [7 empty] | 44%
220 | CRATING |  | m³ | [7 empty] | 44%
103 | GREASE FILTERS | [9 empty] | 44%
| PSU / JUNCTION BOX | 0 | [8 empty] | 44%
107 | [10 empty] | 44%
|  | SELECT PANEL | [8 empty] | 44%
285 |  | SELECT W/W PODS | 0 | [7 empty] | 44%
286 |  | 1 | [8 empty] | 44%
SECTION UNDER 1000mm
ITEM
|  | TYPE | MODEL | WIDTH | LENGTH | HEIGHT | SECTIONS | FLOW RATE
210 | CONFIGURATION | WALL | CANOPY TYPE | [7 empty] | 44%
104 | LIGHTS | LIGHT SELECTION | [8 empty] | 31%
234 | SPECIAL WORKS | SELECT WORKS | [8 empty] | 44%
| SPECIAL WORKS | SELECT WORKS | [8 empty] | 44%
| SPECIAL WORKS | BIM/ REVIT per CANOPY | [8 empty] | 44% |  |  |  | always include
289 | WALL CLADDING | SELECT CLADDING |  | Ex-works, supply only, delivery extra | [6 empty] | 44%
242 | INFILL PANEL |  | m² | [7 empty] | 44%
220 | CRATING |  | m³ | [7 empty] | 44%
103 | GREASE FILTERS | [9 empty] | 44%
| PSU / JUNCTION BOX | 0 | [8 empty] | 44%
107 | [10 empty] | 44%
|  | SELECT PANEL | [8 empty] | 44%
285 |  | SELECT W/W PODS | 0 | [7 empty] | 44%
286 |  | 1 | [8 empty] | 44%
DELIVERY & INSTALLATION
222 | DELIVERY 1 x 7.5T TAIL LIFT 3200KGS |  | SELECT LOCATION… | CHECK SIZE OF LOAD BEFORE ENTERING QUANTITY | [6 empty] | 33%
257 | PLANT HIRE |  | PLANT SELECTION (weekly) | Install of 6no Pieces of Canopy Max | [6 empty] | 33%
257 | PLANT HIRE |  | PLANT SELECTION (weekly) | Install of 6no Pieces of Canopy Max | [6 empty] | 33%
222 |  |  | SELECT LOCATION… | [7 empty] | 33%
400 | STRIP OUT |  | PER DAY | [5 empty] | 610 |  | 33%
102 | CONSUMABLES 15(P) + 19(H) |  | PER METER OF CANOPY | [5 empty] | 34 |  | 33%
400 | INSTALLATION NORMAL HOURS |  | 2 Pieces = 1 Day, 4 Pieces = 1.5 Days, 6 Pieces = 2 Days, 8 Pieces = 2.5 Days (1 Section up to 3m long equals 2 Pieces) + logistics | [5 empty] | 610 |  | 40%
400 | INSTALLATION AFTER HOURS |  | 2 Pieces = 1 Day, 4 Pieces = 1.5 Days, 6 Pieces = 2 Days, 8 Pieces = 2.5 Days (1 Section up to 3m long equals 2 Pieces) + logistics | [5 empty] | 1220 |  | 40%
253 | WALL CLADDING INSTALLATION |  | 6M PER DAY | [5 empty] | 610 |  | 33%
253 | OVERNIGHT/ TRAVEL EXPENSES |  | PER NIGHT PER TEAM | [5 empty] | 220 |  | 33%
280 | TEST & COMMISSION |  | ONE Engineer, 1 day per 4no UV or W/W Sections of Canopy | [5 empty] | 604 |  | 33%
| GAS INTERLOCK (INSTALLED) |  | MERLIN CT1750 (INCLUDES PRESSURE SWITCH) | [5 empty] | 1029 |  | 33%
| CO SENSOR (SOLID FUEL) |  | MERLIN CH4CO (ELE-683) CARBON MONOXIDE MONITOR | [5 empty] | 210.72 |  | 33%
| CO2 SENSOR (DCKV) |  | MERLIN CO CABON DIOXIDE MONITOR | [5 empty] | 234.9 |  | 33%
284 | BMS FAULT INTERFACE |  | OPTIONAL ITEM Add to all Canary Wharf Projects | [5 empty] | 215 |  | 33%
Office Use Only
Installation cost assumes each pair has their own alps & step ladders
Waterwash control panel does not include for a Touchscreen, if required it needs to be added as an option

## CANOPY (5) (hidden)
| F24 - 19 CANOPY COST SHEET | [12 empty] | JAN25-19
| Job No. |  |  |  | Project Name
| Customer |  |  |  | Location | [9 empty] | RECO CANOPIES MUST HAVE COALESCERS
| Sales Manager / Estimator initials |  |  |  | Date | [7 empty] | Revision No | C | GP SHOULD BE MINIMUM 44%
CURRENCY
| CURRENCY | % | COMMISSION | [5 empty] | COST | TOTAL COST | GP | Sell | SELL | PROFIT
SECTION UNDER 1000mm
ITEM
|  | TYPE | MODEL | WIDTH | LENGTH | HEIGHT | SECTIONS | FLOW RATE
| CONFIGURATION | WALL | CANOPY TYPE | [7 empty] | 44%
104 | LIGHTS | LIGHT SELECTION | [8 empty] | 31%
234 | SPECIAL WORKS | SELECT WORKS | [8 empty] | 44%
| SPECIAL WORKS | SELECT WORKS | [8 empty] | 44%
| SPECIAL WORKS | BIM/ REVIT per CANOPY | 1 | [7 empty] | 44% |  |  |  | always include
289 | WALL CLADDING | SELECT CLADDING |  | Ex-works, supply only, delivery extra | [6 empty] | 44%
242 | INFILL PANEL |  | m² | Up to 500mm high only. | [6 empty] | 44%
220 | CRATING |  | m³ | [7 empty] | 44%
| GREASE FILTERS | [9 empty] | 44%
| PSU / JUNCTION BOX | 0 | [8 empty] | 44%
107 | [10 empty] | 44%
|  | SELECT PANEL | [8 empty] | 44%
285 |  | SELECT W/W PODS | 0 | [7 empty] | 44%
286 |  | 1 | [8 empty] | 44%
SECTION UNDER 1000mm
ITEM
|  | TYPE | MODEL | WIDTH | LENGTH | HEIGHT | SECTIONS
210 | CONFIGURATION | WALL | CANOPY TYPE | [7 empty] | 44%
104 | LIGHTS | LIGHT SELECTION | [8 empty] | 31%
234 | SPECIAL WORKS | SELECT WORKS | [8 empty] | 44%
| SPECIAL WORKS | SELECT WORKS | [8 empty] | 44%
| SPECIAL WORKS | BIM/ REVIT per CANOPY | [8 empty] | 44% |  |  |  | always include
289 | WALL CLADDING | SELECT CLADDING |  | Ex-works, supply only, delivery extra | [6 empty] | 44%
242 | INFILL PANEL |  | m² | Up to 500mm high only. | [6 empty] | 44%
220 | CRATING |  | m³ | [7 empty] | 44%
103 | GREASE FILTERS | [9 empty] | 44%
| PSU / JUNCTION BOX | 0 | [8 empty] | 44%
107 | [10 empty] | 44%
|  | SELECT PANEL | [8 empty] | 44%
285 |  | SELECT W/W PODS | 0 | [7 empty] | 44%
286 |  | 1 | [8 empty] | 44%
SECTION UNDER 1000mm
ITEM
|  | TYPE | MODEL | WIDTH | LENGTH | HEIGHT | SECTIONS | FLOW RATE
210 | CONFIGURATION | WALL | CANOPY TYPE | [7 empty] | 44%
104 | LIGHTS | LIGHT SELECTION | [8 empty] | 31%
234 | SPECIAL WORKS | SELECT WORKS | [8 empty] | 44%
| SPECIAL WORKS | SELECT WORKS | [8 empty] | 44%
| SPECIAL WORKS | BIM/ REVIT per CANOPY | [8 empty] | 44% |  |  |  | always include
289 | WALL CLADDING | SELECT CLADDING |  | Ex-works, supply only, delivery extra | [6 empty] | 44%
242 | INFILL PANEL |  | m² | Up to 500mm high only. | [6 empty] | 44%
220 | CRATING |  | m³ | [7 empty] | 44%
103 | GREASE FILTERS | [9 empty] | 44%
| PSU / JUNCTION BOX | 0 | [8 empty] | 44%
107 | [10 empty] | 44%
|  | SELECT PANEL | [8 empty] | 44%
285 |  | SELECT W/W PODS | 0 | [7 empty] | 44%
286 |  | 1 | [8 empty] | 44%
SECTION UNDER 1000mm
ITEM
|  | TYPE | MODEL | WIDTH | LENGTH | HEIGHT | SECTIONS | FLOW RATE
210 | CONFIGURATION | WALL | CANOPY TYPE | [7 empty] | 44%
104 | LIGHTS | LIGHT SELECTION |  | 100 | [6 empty] | 31%
234 | SPECIAL WORKS | SELECT WORKS | [8 empty] | 44%
| SPECIAL WORKS | SELECT WORKS | [8 empty] | 44%
| SPECIAL WORKS | BIM/ REVIT per CANOPY | [8 empty] | 44% |  |  |  | always include
289 | WALL CLADDING | SELECT CLADDING |  | Ex-works, supply only, delivery extra | [6 empty] | 44%
242 | INFILL PANEL |  | m² | Up to 500mm high only. | [6 empty] | 44%
220 | CRATING |  | m³ | [7 empty] | 44%
103 | GREASE FILTERS | [9 empty] | 44%
| PSU / JUNCTION BOX | 0 | [8 empty] | 44%
107 | [10 empty] | 44%
|  | SELECT PANEL | [8 empty] | 44%
285 |  | SELECT W/W PODS | 0 | [7 empty] | 44%
286 |  | 1 | [8 empty] | 44%
SECTION UNDER 1000mm
ITEM
|  | TYPE | MODEL | WIDTH | LENGTH | HEIGHT | SECTIONS | FLOW RATE
210 | CONFIGURATION | WALL | CANOPY TYPE | [7 empty] | 44%
104 | LIGHTS | LIGHT SELECTION | [8 empty] | 31%
234 | SPECIAL WORKS | SELECT WORKS | [8 empty] | 44%
| SPECIAL WORKS | SELECT WORKS | [8 empty] | 44%
| SPECIAL WORKS | BIM/ REVIT per CANOPY | [8 empty] | 44% |  |  |  | always include
289 | WALL CLADDING | SELECT CLADDING |  | Ex-works, supply only, delivery extra | [6 empty] | 44%
242 | INFILL PANEL |  | m² | Up to 500mm high only. | [6 empty] | 44%
220 | CRATING |  | m³ | [7 empty] | 44%
103 | GREASE FILTERS | [9 empty] | 44%
| PSU / JUNCTION BOX | 0 | [8 empty] | 44%
107 | [10 empty] | 44%
|  | SELECT PANEL | [8 empty] | 44%
285 |  | SELECT W/W PODS | 0 | [7 empty] | 44%
286 |  | 1 | [8 empty] | 44%
SECTION UNDER 1000mm
ITEM
|  | TYPE | MODEL | WIDTH | LENGTH | HEIGHT | SECTIONS | FLOW RATE
210 | CONFIGURATION | WALL | CANOPY TYPE | [7 empty] | 44%
104 | LIGHTS | LIGHT SELECTION | [8 empty] | 31%
234 | SPECIAL WORKS | SELECT WORKS | [8 empty] | 44%
| SPECIAL WORKS | SELECT WORKS | [8 empty] | 44%
| SPECIAL WORKS | BIM/ REVIT per CANOPY | [8 empty] | 44% |  |  |  | always include
289 | WALL CLADDING | SELECT CLADDING |  | Ex-works, supply only, delivery extra | [6 empty] | 44%
242 | INFILL PANEL |  | m² | [7 empty] | 44%
220 | CRATING |  | m³ | [7 empty] | 44%
103 | GREASE FILTERS | [9 empty] | 44%
| PSU / JUNCTION BOX | 0 | [8 empty] | 44%
107 | [10 empty] | 44%
|  | SELECT PANEL | [8 empty] | 44%
285 |  | SELECT W/W PODS | 0 | [7 empty] | 44%
286 |  | 1 | [8 empty] | 44%
SECTION UNDER 1000mm
ITEM
|  | TYPE | MODEL | WIDTH | LENGTH | HEIGHT | SECTIONS | FLOW RATE
210 | CONFIGURATION | WALL | CANOPY TYPE | [7 empty] | 44%
104 | LIGHTS | LIGHT SELECTION | [8 empty] | 31%
234 | SPECIAL WORKS | SELECT WORKS | [8 empty] | 44%
| SPECIAL WORKS | SELECT WORKS | [8 empty] | 44%
| SPECIAL WORKS | BIM/ REVIT per CANOPY | [8 empty] | 44% |  |  |  | always include
289 | WALL CLADDING | SELECT CLADDING |  | Ex-works, supply only, delivery extra | [6 empty] | 44%
242 | INFILL PANEL |  | m² | [7 empty] | 44%
220 | CRATING |  | m³ | [7 empty] | 44%
103 | GREASE FILTERS | [9 empty] | 44%
| PSU / JUNCTION BOX | 0 | [8 empty] | 44%
107 | [10 empty] | 44%
|  | SELECT PANEL | [8 empty] | 44%
285 |  | SELECT W/W PODS | 0 | [7 empty] | 44%
286 |  | 1 | [8 empty] | 44%
SECTION UNDER 1000mm
ITEM
|  | TYPE | MODEL | WIDTH | LENGTH | HEIGHT | SECTIONS | FLOW RATE
210 | CONFIGURATION | WALL | CANOPY TYPE | [7 empty] | 44%
104 | LIGHTS | LIGHT SELECTION | [8 empty] | 31%
234 | SPECIAL WORKS | SELECT WORKS | [8 empty] | 44%
| SPECIAL WORKS | SELECT WORKS | [8 empty] | 44%
| SPECIAL WORKS | BIM/ REVIT per CANOPY | [8 empty] | 44% |  |  |  | always include
289 | WALL CLADDING | SELECT CLADDING |  | Ex-works, supply only, delivery extra | [6 empty] | 44%
242 | INFILL PANEL |  | m² | [7 empty] | 44%
220 | CRATING |  | m³ | [7 empty] | 44%
103 | GREASE FILTERS | [9 empty] | 44%
| PSU / JUNCTION BOX | 0 | [8 empty] | 44%
107 | [10 empty] | 44%
|  | SELECT PANEL | [8 empty] | 44%
285 |  | SELECT W/W PODS | 0 | [7 empty] | 44%
286 |  | 1 | [8 empty] | 44%
SECTION UNDER 1000mm
ITEM
|  | TYPE | MODEL | WIDTH | LENGTH | HEIGHT | SECTIONS | FLOW RATE
210 | CONFIGURATION | WALL | CANOPY TYPE | [7 empty] | 44%
104 | LIGHTS | LIGHT SELECTION | [8 empty] | 31%
234 | SPECIAL WORKS | SELECT WORKS | [8 empty] | 44%
| SPECIAL WORKS | SELECT WORKS | [8 empty] | 44%
| SPECIAL WORKS | BIM/ REVIT per CANOPY | [8 empty] | 44% |  |  |  | always include
289 | WALL CLADDING | SELECT CLADDING |  | Ex-works, supply only, delivery extra | [6 empty] | 44%
242 | INFILL PANEL |  | m² | [7 empty] | 44%
220 | CRATING |  | m³ | [7 empty] | 44%
103 | GREASE FILTERS | [9 empty] | 44%
| PSU / JUNCTION BOX | 0 | [8 empty] | 44%
107 | [10 empty] | 44%
|  | SELECT PANEL | [8 empty] | 44%
285 |  | SELECT W/W PODS | 0 | [7 empty] | 44%
286 |  | 1 | [8 empty] | 44%
SECTION UNDER 1000mm
ITEM
|  | TYPE | MODEL | WIDTH | LENGTH | HEIGHT | SECTIONS | FLOW RATE
210 | CONFIGURATION | WALL | CANOPY TYPE | [7 empty] | 44%
104 | LIGHTS | LIGHT SELECTION | [8 empty] | 31%
234 | SPECIAL WORKS | SELECT WORKS | [8 empty] | 44%
| SPECIAL WORKS | SELECT WORKS | [8 empty] | 44%
| SPECIAL WORKS | BIM/ REVIT per CANOPY | [8 empty] | 44% |  |  |  | always include
289 | WALL CLADDING | SELECT CLADDING |  | Ex-works, supply only, delivery extra | [6 empty] | 44%
242 | INFILL PANEL |  | m² | [7 empty] | 44%
220 | CRATING |  | m³ | [7 empty] | 44%
103 | GREASE FILTERS | [9 empty] | 44%
| PSU / JUNCTION BOX | 0 | [8 empty] | 44%
107 | [10 empty] | 44%
|  | SELECT PANEL | [8 empty] | 44%
285 |  | SELECT W/W PODS | 0 | [7 empty] | 44%
286 |  | 1 | [8 empty] | 44%
DELIVERY & INSTALLATION
222 | DELIVERY 1 x 7.5T TAIL LIFT 3200KGS |  | SELECT LOCATION… | CHECK SIZE OF LOAD BEFORE ENTERING QUANTITY | [6 empty] | 33%
257 | PLANT HIRE |  | PLANT SELECTION (weekly) | Install of 6no Pieces of Canopy Max | [6 empty] | 33%
257 | PLANT HIRE |  | PLANT SELECTION (weekly) | Install of 6no Pieces of Canopy Max | [6 empty] | 33%
222 |  |  | SELECT LOCATION… | [7 empty] | 33%
400 | STRIP OUT |  | PER DAY | [5 empty] | 610 |  | 33%
102 | CONSUMABLES 15(P) + 19(H) |  | PER METER OF CANOPY | [5 empty] | 34 |  | 33%
400 | INSTALLATION NORMAL HOURS |  | 2 Pieces = 1 Day, 4 Pieces = 1.5 Days, 6 Pieces = 2 Days, 8 Pieces = 2.5 Days (1 Section up to 3m long equals 2 Pieces) + logistics | [5 empty] | 610 |  | 40%
400 | INSTALLATION AFTER HOURS |  | 2 Pieces = 1 Day, 4 Pieces = 1.5 Days, 6 Pieces = 2 Days, 8 Pieces = 2.5 Days (1 Section up to 3m long equals 2 Pieces) + logistics | [5 empty] | 1220 |  | 40%
253 | WALL CLADDING INSTALLATION |  | 6M PER DAY | [5 empty] | 610 |  | 33%
253 | OVERNIGHT/ TRAVEL EXPENSES |  | PER NIGHT PER TEAM | [5 empty] | 220 |  | 33%
280 | TEST & COMMISSION |  | ONE Engineer, 1 day per 4no UV or W/W Sections of Canopy | [5 empty] | 604 |  | 33%
| GAS INTERLOCK (INSTALLED) |  | MERLIN CT1750 (INCLUDES PRESSURE SWITCH) | [5 empty] | 1029 |  | 33%
| CO SENSOR (SOLID FUEL) |  | MERLIN CH4CO (ELE-683) CARBON MONOXIDE MONITOR | [5 empty] | 210.72 |  | 33%
| CO2 SENSOR (DCKV) |  | MERLIN CO CABON DIOXIDE MONITOR | [5 empty] | 234.9 |  | 33%
284 | BMS FAULT INTERFACE |  | OPTIONAL ITEM Add to all Canary Wharf Projects | [5 empty] | 215 |  | 33%
Office Use Only
Installation cost assumes each pair has their own alps & step ladders
Waterwash control panel does not include for a Touchscreen, if required it needs to be added as an option

## CANOPY (4) (hidden)
| F24 - 19 CANOPY COST SHEET | [12 empty] | JAN25-19
| Job No. |  |  |  | Project Name
| Customer |  |  |  | Location | [9 empty] | RECO CANOPIES MUST HAVE COALESCERS
| Sales Manager / Estimator initials |  |  |  | Date | [7 empty] | Revision No | C | GP SHOULD BE MINIMUM 44%
CURRENCY
| CURRENCY | % | COMMISSION | [5 empty] | COST | TOTAL COST | GP | Sell | SELL | PROFIT
SECTION UNDER 1000mm
ITEM
|  | TYPE | MODEL | WIDTH | LENGTH | HEIGHT | SECTIONS | FLOW RATE
| CONFIGURATION | WALL | CANOPY TYPE | [7 empty] | 44%
104 | LIGHTS | LIGHT SELECTION | [8 empty] | 31%
234 | SPECIAL WORKS | SELECT WORKS | [8 empty] | 44%
| SPECIAL WORKS | SELECT WORKS | [8 empty] | 44%
| SPECIAL WORKS | BIM/ REVIT per CANOPY | 1 | [7 empty] | 44% |  |  |  | always include
289 | WALL CLADDING | SELECT CLADDING |  | Ex-works, supply only, delivery extra | [6 empty] | 44%
242 | INFILL PANEL |  | m² | Up to 500mm high only. | [6 empty] | 44%
220 | CRATING |  | m³ | [7 empty] | 44%
| GREASE FILTERS | [9 empty] | 44%
| PSU / JUNCTION BOX | 0 | [8 empty] | 44%
107 | [10 empty] | 44%
|  | SELECT PANEL | [8 empty] | 44%
285 |  | SELECT W/W PODS | 0 | [7 empty] | 44%
286 |  | 1 | [8 empty] | 44%
SECTION UNDER 1000mm
ITEM
|  | TYPE | MODEL | WIDTH | LENGTH | HEIGHT | SECTIONS
210 | CONFIGURATION | WALL | CANOPY TYPE | [7 empty] | 44%
104 | LIGHTS | LIGHT SELECTION | [8 empty] | 31%
234 | SPECIAL WORKS | SELECT WORKS | [8 empty] | 44%
| SPECIAL WORKS | SELECT WORKS | [8 empty] | 44%
| SPECIAL WORKS | BIM/ REVIT per CANOPY | [8 empty] | 44% |  |  |  | always include
289 | WALL CLADDING | SELECT CLADDING |  | Ex-works, supply only, delivery extra | [6 empty] | 44%
242 | INFILL PANEL |  | m² | Up to 500mm high only. | [6 empty] | 44%
220 | CRATING |  | m³ | [7 empty] | 44%
103 | GREASE FILTERS | [9 empty] | 44%
| PSU / JUNCTION BOX | 0 | [8 empty] | 44%
107 | [10 empty] | 44%
|  | SELECT PANEL | [8 empty] | 44%
285 |  | SELECT W/W PODS | 0 | [7 empty] | 44%
286 |  | 1 | [8 empty] | 44%
SECTION UNDER 1000mm
ITEM
|  | TYPE | MODEL | WIDTH | LENGTH | HEIGHT | SECTIONS | FLOW RATE
210 | CONFIGURATION | WALL | CANOPY TYPE | [7 empty] | 44%
104 | LIGHTS | LIGHT SELECTION | [8 empty] | 31%
234 | SPECIAL WORKS | SELECT WORKS | [8 empty] | 44%
| SPECIAL WORKS | SELECT WORKS | [8 empty] | 44%
| SPECIAL WORKS | BIM/ REVIT per CANOPY | [8 empty] | 44% |  |  |  | always include
289 | WALL CLADDING | SELECT CLADDING |  | Ex-works, supply only, delivery extra | [6 empty] | 44%
242 | INFILL PANEL |  | m² | Up to 500mm high only. | [6 empty] | 44%
220 | CRATING |  | m³ | [7 empty] | 44%
103 | GREASE FILTERS | [9 empty] | 44%
| PSU / JUNCTION BOX | 0 | [8 empty] | 44%
107 | [10 empty] | 44%
|  | SELECT PANEL | [8 empty] | 44%
285 |  | SELECT W/W PODS | 0 | [7 empty] | 44%
286 |  | 1 | [8 empty] | 44%
SECTION UNDER 1000mm
ITEM
|  | TYPE | MODEL | WIDTH | LENGTH | HEIGHT | SECTIONS | FLOW RATE
210 | CONFIGURATION | WALL | CANOPY TYPE | [7 empty] | 44%
104 | LIGHTS | LIGHT SELECTION |  | 100 | [6 empty] | 31%
234 | SPECIAL WORKS | SELECT WORKS | [8 empty] | 44%
| SPECIAL WORKS | SELECT WORKS | [8 empty] | 44%
| SPECIAL WORKS | BIM/ REVIT per CANOPY | [8 empty] | 44% |  |  |  | always include
289 | WALL CLADDING | SELECT CLADDING |  | Ex-works, supply only, delivery extra | [6 empty] | 44%
242 | INFILL PANEL |  | m² | Up to 500mm high only. | [6 empty] | 44%
220 | CRATING |  | m³ | [7 empty] | 44%
103 | GREASE FILTERS | [9 empty] | 44%
| PSU / JUNCTION BOX | 0 | [8 empty] | 44%
107 | [10 empty] | 44%
|  | SELECT PANEL | [8 empty] | 44%
285 |  | SELECT W/W PODS | 0 | [7 empty] | 44%
286 |  | 1 | [8 empty] | 44%
SECTION UNDER 1000mm
ITEM
|  | TYPE | MODEL | WIDTH | LENGTH | HEIGHT | SECTIONS | FLOW RATE
210 | CONFIGURATION | WALL | CANOPY TYPE | [7 empty] | 44%
104 | LIGHTS | LIGHT SELECTION | [8 empty] | 31%
234 | SPECIAL WORKS | SELECT WORKS | [8 empty] | 44%
| SPECIAL WORKS | SELECT WORKS | [8 empty] | 44%
| SPECIAL WORKS | BIM/ REVIT per CANOPY | [8 empty] | 44% |  |  |  | always include
289 | WALL CLADDING | SELECT CLADDING |  | Ex-works, supply only, delivery extra | [6 empty] | 44%
242 | INFILL PANEL |  | m² | Up to 500mm high only. | [6 empty] | 44%
220 | CRATING |  | m³ | [7 empty] | 44%
103 | GREASE FILTERS | [9 empty] | 44%
| PSU / JUNCTION BOX | 0 | [8 empty] | 44%
107 | [10 empty] | 44%
|  | SELECT PANEL | [8 empty] | 44%
285 |  | SELECT W/W PODS | 0 | [7 empty] | 44%
286 |  | 1 | [8 empty] | 44%
SECTION UNDER 1000mm
ITEM
|  | TYPE | MODEL | WIDTH | LENGTH | HEIGHT | SECTIONS | FLOW RATE
210 | CONFIGURATION | WALL | CANOPY TYPE | [7 empty] | 44%
104 | LIGHTS | LIGHT SELECTION | [8 empty] | 31%
234 | SPECIAL WORKS | SELECT WORKS | [8 empty] | 44%
| SPECIAL WORKS | SELECT WORKS | [8 empty] | 44%
| SPECIAL WORKS | BIM/ REVIT per CANOPY | [8 empty] | 44% |  |  |  | always include
289 | WALL CLADDING | SELECT CLADDING |  | Ex-works, supply only, delivery extra | [6 empty] | 44%
242 | INFILL PANEL |  | m² | [7 empty] | 44%
220 | CRATING |  | m³ | [7 empty] | 44%
103 | GREASE FILTERS | [9 empty] | 44%
| PSU / JUNCTION BOX | 0 | [8 empty] | 44%
107 | [10 empty] | 44%
|  | SELECT PANEL | [8 empty] | 44%
285 |  | SELECT W/W PODS | 0 | [7 empty] | 44%
286 |  | 1 | [8 empty] | 44%
SECTION UNDER 1000mm
ITEM
|  | TYPE | MODEL | WIDTH | LENGTH | HEIGHT | SECTIONS | FLOW RATE
210 | CONFIGURATION | WALL | CANOPY TYPE | [7 empty] | 44%
104 | LIGHTS | LIGHT SELECTION | [8 empty] | 31%
234 | SPECIAL WORKS | SELECT WORKS | [8 empty] | 44%
| SPECIAL WORKS | SELECT WORKS | [8 empty] | 44%
| SPECIAL WORKS | BIM/ REVIT per CANOPY | [8 empty] | 44% |  |  |  | always include
289 | WALL CLADDING | SELECT CLADDING |  | Ex-works, supply only, delivery extra | [6 empty] | 44%
242 | INFILL PANEL |  | m² | [7 empty] | 44%
220 | CRATING |  | m³ | [7 empty] | 44%
103 | GREASE FILTERS | [9 empty] | 44%
| PSU / JUNCTION BOX | 0 | [8 empty] | 44%
107 | [10 empty] | 44%
|  | SELECT PANEL | [8 empty] | 44%
285 |  | SELECT W/W PODS | 0 | [7 empty] | 44%
286 |  | 1 | [8 empty] | 44%
SECTION UNDER 1000mm
ITEM
|  | TYPE | MODEL | WIDTH | LENGTH | HEIGHT | SECTIONS | FLOW RATE
210 | CONFIGURATION | WALL | CANOPY TYPE | [7 empty] | 44%
104 | LIGHTS | LIGHT SELECTION | [8 empty] | 31%
234 | SPECIAL WORKS | SELECT WORKS | [8 empty] | 44%
| SPECIAL WORKS | SELECT WORKS | [8 empty] | 44%
| SPECIAL WORKS | BIM/ REVIT per CANOPY | [8 empty] | 44% |  |  |  | always include
289 | WALL CLADDING | SELECT CLADDING |  | Ex-works, supply only, delivery extra | [6 empty] | 44%
242 | INFILL PANEL |  | m² | [7 empty] | 44%
220 | CRATING |  | m³ | [7 empty] | 44%
103 | GREASE FILTERS | [9 empty] | 44%
| PSU / JUNCTION BOX | 0 | [8 empty] | 44%
107 | [10 empty] | 44%
|  | SELECT PANEL | [8 empty] | 44%
285 |  | SELECT W/W PODS | 0 | [7 empty] | 44%
286 |  | 1 | [8 empty] | 44%
SECTION UNDER 1000mm
ITEM
|  | TYPE | MODEL | WIDTH | LENGTH | HEIGHT | SECTIONS | FLOW RATE
210 | CONFIGURATION | WALL | CANOPY TYPE | [7 empty] | 44%
104 | LIGHTS | LIGHT SELECTION | [8 empty] | 31%
234 | SPECIAL WORKS | SELECT WORKS | [8 empty] | 44%
| SPECIAL WORKS | SELECT WORKS | [8 empty] | 44%
| SPECIAL WORKS | BIM/ REVIT per CANOPY | [8 empty] | 44% |  |  |  | always include
289 | WALL CLADDING | SELECT CLADDING |  | Ex-works, supply only, delivery extra | [6 empty] | 44%
242 | INFILL PANEL |  | m² | [7 empty] | 44%
220 | CRATING |  | m³ | [7 empty] | 44%
103 | GREASE FILTERS | [9 empty] | 44%
| PSU / JUNCTION BOX | 0 | [8 empty] | 44%
107 | [10 empty] | 44%
|  | SELECT PANEL | [8 empty] | 44%
285 |  | SELECT W/W PODS | 0 | [7 empty] | 44%
286 |  | 1 | [8 empty] | 44%
SECTION UNDER 1000mm
ITEM
|  | TYPE | MODEL | WIDTH | LENGTH | HEIGHT | SECTIONS | FLOW RATE
210 | CONFIGURATION | WALL | CANOPY TYPE | [7 empty] | 44%
104 | LIGHTS | LIGHT SELECTION | [8 empty] | 31%
234 | SPECIAL WORKS | SELECT WORKS | [8 empty] | 44%
| SPECIAL WORKS | SELECT WORKS | [8 empty] | 44%
| SPECIAL WORKS | BIM/ REVIT per CANOPY | [8 empty] | 44% |  |  |  | always include
289 | WALL CLADDING | SELECT CLADDING |  | Ex-works, supply only, delivery extra | [6 empty] | 44%
242 | INFILL PANEL |  | m² | [7 empty] | 44%
220 | CRATING |  | m³ | [7 empty] | 44%
103 | GREASE FILTERS | [9 empty] | 44%
| PSU / JUNCTION BOX | 0 | [8 empty] | 44%
107 | [10 empty] | 44%
|  | SELECT PANEL | [8 empty] | 44%
285 |  | SELECT W/W PODS | 0 | [7 empty] | 44%
286 |  | 1 | [8 empty] | 44%
DELIVERY & INSTALLATION
222 | DELIVERY 1 x 7.5T TAIL LIFT 3200KGS |  | SELECT LOCATION… | CHECK SIZE OF LOAD BEFORE ENTERING QUANTITY | [6 empty] | 33%
257 | PLANT HIRE |  | PLANT SELECTION (weekly) | Install of 6no Pieces of Canopy Max | [6 empty] | 33%
257 | PLANT HIRE |  | PLANT SELECTION (weekly) | Install of 6no Pieces of Canopy Max | [6 empty] | 33%
222 |  |  | SELECT LOCATION… | [7 empty] | 33%
400 | STRIP OUT |  | PER DAY | [5 empty] | 610 |  | 33%
102 | CONSUMABLES 15(P) + 19(H) |  | PER METER OF CANOPY | [5 empty] | 34 |  | 33%
400 | INSTALLATION NORMAL HOURS |  | 2 Pieces = 1 Day, 4 Pieces = 1.5 Days, 6 Pieces = 2 Days, 8 Pieces = 2.5 Days (1 Section up to 3m long equals 2 Pieces) + logistics | [5 empty] | 610 |  | 40%
400 | INSTALLATION AFTER HOURS |  | 2 Pieces = 1 Day, 4 Pieces = 1.5 Days, 6 Pieces = 2 Days, 8 Pieces = 2.5 Days (1 Section up to 3m long equals 2 Pieces) + logistics | [5 empty] | 1220 |  | 40%
253 | WALL CLADDING INSTALLATION |  | 6M PER DAY | [5 empty] | 610 |  | 33%
253 | OVERNIGHT/ TRAVEL EXPENSES |  | PER NIGHT PER TEAM | [5 empty] | 220 |  | 33%
280 | TEST & COMMISSION |  | ONE Engineer, 1 day per 4no UV or W/W Sections of Canopy | [5 empty] | 604 |  | 33%
| GAS INTERLOCK (INSTALLED) |  | MERLIN CT1750 (INCLUDES PRESSURE SWITCH) | [5 empty] | 1029 |  | 33%
| CO SENSOR (SOLID FUEL) |  | MERLIN CH4CO (ELE-683) CARBON MONOXIDE MONITOR | [5 empty] | 210.72 |  | 33%
| CO2 SENSOR (DCKV) |  | MERLIN CO CABON DIOXIDE MONITOR | [5 empty] | 234.9 |  | 33%
284 | BMS FAULT INTERFACE |  | OPTIONAL ITEM Add to all Canary Wharf Projects | [5 empty] | 215 |  | 33%
Office Use Only
Installation cost assumes each pair has their own alps & step ladders
Waterwash control panel does not include for a Touchscreen, if required it needs to be added as an option

## CANOPY (3) (hidden)
| F24 - 19 CANOPY COST SHEET | [12 empty] | JAN25-19
| Job No. |  |  |  | Project Name
| Customer |  |  |  | Location | [9 empty] | RECO CANOPIES MUST HAVE COALESCERS
| Sales Manager / Estimator initials |  |  |  | Date | [7 empty] | Revision No | C | GP SHOULD BE MINIMUM 44%
CURRENCY
| CURRENCY | % | COMMISSION | [5 empty] | COST | TOTAL COST | GP | Sell | SELL | PROFIT
SECTION UNDER 1000mm
ITEM
|  | TYPE | MODEL | WIDTH | LENGTH | HEIGHT | SECTIONS | FLOW RATE
| CONFIGURATION | WALL | CANOPY TYPE | [7 empty] | 44%
104 | LIGHTS | LIGHT SELECTION | [8 empty] | 31%
234 | SPECIAL WORKS | SELECT WORKS | [8 empty] | 44%
| SPECIAL WORKS | SELECT WORKS | [8 empty] | 44%
| SPECIAL WORKS | BIM/ REVIT per CANOPY | 1 | [7 empty] | 44% |  |  |  | always include
289 | WALL CLADDING | SELECT CLADDING |  | Ex-works, supply only, delivery extra | [6 empty] | 44%
242 | INFILL PANEL |  | m² | Up to 500mm high only. | [6 empty] | 44%
220 | CRATING |  | m³ | [7 empty] | 44%
| GREASE FILTERS | [9 empty] | 44%
| PSU / JUNCTION BOX | 0 | [8 empty] | 44%
107 | [10 empty] | 44%
|  | SELECT PANEL | [8 empty] | 44%
285 |  | SELECT W/W PODS | 0 | [7 empty] | 44%
286 |  | 1 | [8 empty] | 44%
SECTION UNDER 1000mm
ITEM
|  | TYPE | MODEL | WIDTH | LENGTH | HEIGHT | SECTIONS
210 | CONFIGURATION | WALL | CANOPY TYPE | [7 empty] | 44%
104 | LIGHTS | LIGHT SELECTION | [8 empty] | 31%
234 | SPECIAL WORKS | SELECT WORKS | [8 empty] | 44%
| SPECIAL WORKS | SELECT WORKS | [8 empty] | 44%
| SPECIAL WORKS | BIM/ REVIT per CANOPY | [8 empty] | 44% |  |  |  | always include
289 | WALL CLADDING | SELECT CLADDING |  | Ex-works, supply only, delivery extra | [6 empty] | 44%
242 | INFILL PANEL |  | m² | Up to 500mm high only. | [6 empty] | 44%
220 | CRATING |  | m³ | [7 empty] | 44%
103 | GREASE FILTERS | [9 empty] | 44%
| PSU / JUNCTION BOX | 0 | [8 empty] | 44%
107 | [10 empty] | 44%
|  | SELECT PANEL | [8 empty] | 44%
285 |  | SELECT W/W PODS | 0 | [7 empty] | 44%
286 |  | 1 | [8 empty] | 44%
SECTION UNDER 1000mm
ITEM
|  | TYPE | MODEL | WIDTH | LENGTH | HEIGHT | SECTIONS | FLOW RATE
210 | CONFIGURATION | WALL | CANOPY TYPE | [7 empty] | 44%
104 | LIGHTS | LIGHT SELECTION | [8 empty] | 31%
234 | SPECIAL WORKS | SELECT WORKS | [8 empty] | 44%
| SPECIAL WORKS | SELECT WORKS | [8 empty] | 44%
| SPECIAL WORKS | BIM/ REVIT per CANOPY | [8 empty] | 44% |  |  |  | always include
289 | WALL CLADDING | SELECT CLADDING |  | Ex-works, supply only, delivery extra | [6 empty] | 44%
242 | INFILL PANEL |  | m² | Up to 500mm high only. | [6 empty] | 44%
220 | CRATING |  | m³ | [7 empty] | 44%
103 | GREASE FILTERS | [9 empty] | 44%
| PSU / JUNCTION BOX | 0 | [8 empty] | 44%
107 | [10 empty] | 44%
|  | SELECT PANEL | [8 empty] | 44%
285 |  | SELECT W/W PODS | 0 | [7 empty] | 44%
286 |  | 1 | [8 empty] | 44%
SECTION UNDER 1000mm
ITEM
|  | TYPE | MODEL | WIDTH | LENGTH | HEIGHT | SECTIONS | FLOW RATE
210 | CONFIGURATION | WALL | CANOPY TYPE | [7 empty] | 44%
104 | LIGHTS | LIGHT SELECTION |  | 100 | [6 empty] | 31%
234 | SPECIAL WORKS | SELECT WORKS | [8 empty] | 44%
| SPECIAL WORKS | SELECT WORKS | [8 empty] | 44%
| SPECIAL WORKS | BIM/ REVIT per CANOPY | [8 empty] | 44% |  |  |  | always include
289 | WALL CLADDING | SELECT CLADDING |  | Ex-works, supply only, delivery extra | [6 empty] | 44%
242 | INFILL PANEL |  | m² | Up to 500mm high only. | [6 empty] | 44%
220 | CRATING |  | m³ | [7 empty] | 44%
103 | GREASE FILTERS | [9 empty] | 44%
| PSU / JUNCTION BOX | 0 | [8 empty] | 44%
107 | [10 empty] | 44%
|  | SELECT PANEL | [8 empty] | 44%
285 |  | SELECT W/W PODS | 0 | [7 empty] | 44%
286 |  | 1 | [8 empty] | 44%
SECTION UNDER 1000mm
ITEM
|  | TYPE | MODEL | WIDTH | LENGTH | HEIGHT | SECTIONS | FLOW RATE
210 | CONFIGURATION | WALL | CANOPY TYPE | [7 empty] | 44%
104 | LIGHTS | LIGHT SELECTION | [8 empty] | 31%
234 | SPECIAL WORKS | SELECT WORKS | [8 empty] | 44%
| SPECIAL WORKS | SELECT WORKS | [8 empty] | 44%
| SPECIAL WORKS | BIM/ REVIT per CANOPY | [8 empty] | 44% |  |  |  | always include
289 | WALL CLADDING | SELECT CLADDING |  | Ex-works, supply only, delivery extra | [6 empty] | 44%
242 | INFILL PANEL |  | m² | Up to 500mm high only. | [6 empty] | 44%
220 | CRATING |  | m³ | [7 empty] | 44%
103 | GREASE FILTERS | [9 empty] | 44%
| PSU / JUNCTION BOX | 0 | [8 empty] | 44%
107 | [10 empty] | 44%
|  | SELECT PANEL | [8 empty] | 44%
285 |  | SELECT W/W PODS | 0 | [7 empty] | 44%
286 |  | 1 | [8 empty] | 44%
SECTION UNDER 1000mm
ITEM
|  | TYPE | MODEL | WIDTH | LENGTH | HEIGHT | SECTIONS | FLOW RATE
210 | CONFIGURATION | WALL | CANOPY TYPE | [7 empty] | 44%
104 | LIGHTS | LIGHT SELECTION | [8 empty] | 31%
234 | SPECIAL WORKS | SELECT WORKS | [8 empty] | 44%
| SPECIAL WORKS | SELECT WORKS | [8 empty] | 44%
| SPECIAL WORKS | BIM/ REVIT per CANOPY | [8 empty] | 44% |  |  |  | always include
289 | WALL CLADDING | SELECT CLADDING |  | Ex-works, supply only, delivery extra | [6 empty] | 44%
242 | INFILL PANEL |  | m² | [7 empty] | 44%
220 | CRATING |  | m³ | [7 empty] | 44%
103 | GREASE FILTERS | [9 empty] | 44%
| PSU / JUNCTION BOX | 0 | [8 empty] | 44%
107 | [10 empty] | 44%
|  | SELECT PANEL | [8 empty] | 44%
285 |  | SELECT W/W PODS | 0 | [7 empty] | 44%
286 |  | 1 | [8 empty] | 44%
SECTION UNDER 1000mm
ITEM
|  | TYPE | MODEL | WIDTH | LENGTH | HEIGHT | SECTIONS | FLOW RATE
210 | CONFIGURATION | WALL | CANOPY TYPE | [7 empty] | 44%
104 | LIGHTS | LIGHT SELECTION | [8 empty] | 31%
234 | SPECIAL WORKS | SELECT WORKS | [8 empty] | 44%
| SPECIAL WORKS | SELECT WORKS | [8 empty] | 44%
| SPECIAL WORKS | BIM/ REVIT per CANOPY | [8 empty] | 44% |  |  |  | always include
289 | WALL CLADDING | SELECT CLADDING |  | Ex-works, supply only, delivery extra | [6 empty] | 44%
242 | INFILL PANEL |  | m² | [7 empty] | 44%
220 | CRATING |  | m³ | [7 empty] | 44%
103 | GREASE FILTERS | [9 empty] | 44%
| PSU / JUNCTION BOX | 0 | [8 empty] | 44%
107 | [10 empty] | 44%
|  | SELECT PANEL | [8 empty] | 44%
285 |  | SELECT W/W PODS | 0 | [7 empty] | 44%
286 |  | 1 | [8 empty] | 44%
SECTION UNDER 1000mm
ITEM
|  | TYPE | MODEL | WIDTH | LENGTH | HEIGHT | SECTIONS | FLOW RATE
210 | CONFIGURATION | WALL | CANOPY TYPE | [7 empty] | 44%
104 | LIGHTS | LIGHT SELECTION | [8 empty] | 31%
234 | SPECIAL WORKS | SELECT WORKS | [8 empty] | 44%
| SPECIAL WORKS | SELECT WORKS | [8 empty] | 44%
| SPECIAL WORKS | BIM/ REVIT per CANOPY | [8 empty] | 44% |  |  |  | always include
289 | WALL CLADDING | SELECT CLADDING |  | Ex-works, supply only, delivery extra | [6 empty] | 44%
242 | INFILL PANEL |  | m² | [7 empty] | 44%
220 | CRATING |  | m³ | [7 empty] | 44%
103 | GREASE FILTERS | [9 empty] | 44%
| PSU / JUNCTION BOX | 0 | [8 empty] | 44%
107 | [10 empty] | 44%
|  | SELECT PANEL | [8 empty] | 44%
285 |  | SELECT W/W PODS | 0 | [7 empty] | 44%
286 |  | 1 | [8 empty] | 44%
SECTION UNDER 1000mm
ITEM
|  | TYPE | MODEL | WIDTH | LENGTH | HEIGHT | SECTIONS | FLOW RATE
210 | CONFIGURATION | WALL | CANOPY TYPE | [7 empty] | 44%
104 | LIGHTS | LIGHT SELECTION | [8 empty] | 31%
234 | SPECIAL WORKS | SELECT WORKS | [8 empty] | 44%
| SPECIAL WORKS | SELECT WORKS | [8 empty] | 44%
| SPECIAL WORKS | BIM/ REVIT per CANOPY | [8 empty] | 44% |  |  |  | always include
289 | WALL CLADDING | SELECT CLADDING |  | Ex-works, supply only, delivery extra | [6 empty] | 44%
242 | INFILL PANEL |  | m² | [7 empty] | 44%
220 | CRATING |  | m³ | [7 empty] | 44%
103 | GREASE FILTERS | [9 empty] | 44%
| PSU / JUNCTION BOX | 0 | [8 empty] | 44%
107 | [10 empty] | 44%
|  | SELECT PANEL | [8 empty] | 44%
285 |  | SELECT W/W PODS | 0 | [7 empty] | 44%
286 |  | 1 | [8 empty] | 44%
SECTION UNDER 1000mm
ITEM
|  | TYPE | MODEL | WIDTH | LENGTH | HEIGHT | SECTIONS | FLOW RATE
210 | CONFIGURATION | WALL | CANOPY TYPE | [7 empty] | 44%
104 | LIGHTS | LIGHT SELECTION | [8 empty] | 31%
234 | SPECIAL WORKS | SELECT WORKS | [8 empty] | 44%
| SPECIAL WORKS | SELECT WORKS | [8 empty] | 44%
| SPECIAL WORKS | BIM/ REVIT per CANOPY | [8 empty] | 44% |  |  |  | always include
289 | WALL CLADDING | SELECT CLADDING |  | Ex-works, supply only, delivery extra | [6 empty] | 44%
242 | INFILL PANEL |  | m² | [7 empty] | 44%
220 | CRATING |  | m³ | [7 empty] | 44%
103 | GREASE FILTERS | [9 empty] | 44%
| PSU / JUNCTION BOX | 0 | [8 empty] | 44%
107 | [10 empty] | 44%
|  | SELECT PANEL | [8 empty] | 44%
285 |  | SELECT W/W PODS | 0 | [7 empty] | 44%
286 |  | 1 | [8 empty] | 44%
DELIVERY & INSTALLATION
222 | DELIVERY 1 x 7.5T TAIL LIFT 3200KGS |  | SELECT LOCATION… | CHECK SIZE OF LOAD BEFORE ENTERING QUANTITY | [6 empty] | 33%
257 | PLANT HIRE |  | PLANT SELECTION (weekly) | Install of 6no Pieces of Canopy Max | [6 empty] | 33%
257 | PLANT HIRE |  | PLANT SELECTION (weekly) | Install of 6no Pieces of Canopy Max | [6 empty] | 33%
222 |  |  | SELECT LOCATION… | [7 empty] | 33%
400 | STRIP OUT |  | PER DAY | [5 empty] | 610 |  | 33%
102 | CONSUMABLES 15(P) + 19(H) |  | PER METER OF CANOPY | [5 empty] | 34 |  | 33%
400 | INSTALLATION NORMAL HOURS |  | 2 Pieces = 1 Day, 4 Pieces = 1.5 Days, 6 Pieces = 2 Days, 8 Pieces = 2.5 Days (1 Section up to 3m long equals 2 Pieces) + logistics | [5 empty] | 610 |  | 40%
400 | INSTALLATION AFTER HOURS |  | 2 Pieces = 1 Day, 4 Pieces = 1.5 Days, 6 Pieces = 2 Days, 8 Pieces = 2.5 Days (1 Section up to 3m long equals 2 Pieces) + logistics | [5 empty] | 1220 |  | 40%
253 | WALL CLADDING INSTALLATION |  | 6M PER DAY | [5 empty] | 610 |  | 33%
253 | OVERNIGHT/ TRAVEL EXPENSES |  | PER NIGHT PER TEAM | [5 empty] | 220 |  | 33%
280 | TEST & COMMISSION |  | ONE Engineer, 1 day per 4no UV or W/W Sections of Canopy | [5 empty] | 604 |  | 33%
| GAS INTERLOCK (INSTALLED) |  | MERLIN CT1750 (INCLUDES PRESSURE SWITCH) | [5 empty] | 1029 |  | 33%
| CO SENSOR (SOLID FUEL) |  | MERLIN CH4CO (ELE-683) CARBON MONOXIDE MONITOR | [5 empty] | 210.72 |  | 33%
| CO2 SENSOR (DCKV) |  | MERLIN CO CABON DIOXIDE MONITOR | [5 empty] | 234.9 |  | 33%
284 | BMS FAULT INTERFACE |  | OPTIONAL ITEM Add to all Canary Wharf Projects | [5 empty] | 215 |  | 33%
Office Use Only
Installation cost assumes each pair has their own alps & step ladders
Waterwash control panel does not include for a Touchscreen, if required it needs to be added as an option

## CANOPY (2) (hidden)
| F24 - 19 CANOPY COST SHEET | [12 empty] | JAN25-19
| Job No. |  |  |  | Project Name
| Customer |  |  |  | Location | [9 empty] | RECO CANOPIES MUST HAVE COALESCERS
| Sales Manager / Estimator initials |  |  |  | Date | [7 empty] | Revision No | C | GP SHOULD BE MINIMUM 44%
CURRENCY
| CURRENCY | % | COMMISSION | [5 empty] | COST | TOTAL COST | GP | Sell | SELL | PROFIT
SECTION UNDER 1000mm
ITEM
|  | TYPE | MODEL | WIDTH | LENGTH | HEIGHT | SECTIONS | FLOW RATE
| CONFIGURATION | WALL | CANOPY TYPE | [7 empty] | 44%
104 | LIGHTS | LIGHT SELECTION | [8 empty] | 31%
234 | SPECIAL WORKS | SELECT WORKS | [8 empty] | 44%
| SPECIAL WORKS | SELECT WORKS | [8 empty] | 44%
| SPECIAL WORKS | BIM/ REVIT per CANOPY | 1 | [7 empty] | 44% |  |  |  | always include
289 | WALL CLADDING | SELECT CLADDING |  | Ex-works, supply only, delivery extra | [6 empty] | 44%
242 | INFILL PANEL |  | m² | Up to 500mm high only. | [6 empty] | 44%
220 | CRATING |  | m³ | [7 empty] | 44%
| GREASE FILTERS | [9 empty] | 44%
| PSU / JUNCTION BOX | 0 | [8 empty] | 44%
107 | [10 empty] | 44%
|  | SELECT PANEL | [8 empty] | 44%
285 |  | SELECT W/W PODS | 0 | [7 empty] | 44%
286 |  | 1 | [8 empty] | 44%
SECTION UNDER 1000mm
ITEM
|  | TYPE | MODEL | WIDTH | LENGTH | HEIGHT | SECTIONS
210 | CONFIGURATION | WALL | CANOPY TYPE | [7 empty] | 44%
104 | LIGHTS | LIGHT SELECTION | [8 empty] | 31%
234 | SPECIAL WORKS | SELECT WORKS | [8 empty] | 44%
| SPECIAL WORKS | SELECT WORKS | [8 empty] | 44%
| SPECIAL WORKS | BIM/ REVIT per CANOPY | [8 empty] | 44% |  |  |  | always include
289 | WALL CLADDING | SELECT CLADDING |  | Ex-works, supply only, delivery extra | [6 empty] | 44%
242 | INFILL PANEL |  | m² | Up to 500mm high only. | [6 empty] | 44%
220 | CRATING |  | m³ | [7 empty] | 44%
103 | GREASE FILTERS | [9 empty] | 44%
| PSU / JUNCTION BOX | 0 | [8 empty] | 44%
107 | [10 empty] | 44%
|  | SELECT PANEL | [8 empty] | 44%
285 |  | SELECT W/W PODS | 0 | [7 empty] | 44%
286 |  | 1 | [8 empty] | 44%
SECTION UNDER 1000mm
ITEM
|  | TYPE | MODEL | WIDTH | LENGTH | HEIGHT | SECTIONS | FLOW RATE
210 | CONFIGURATION | WALL | CANOPY TYPE | [7 empty] | 44%
104 | LIGHTS | LIGHT SELECTION | [8 empty] | 31%
234 | SPECIAL WORKS | SELECT WORKS | [8 empty] | 44%
| SPECIAL WORKS | SELECT WORKS | [8 empty] | 44%
| SPECIAL WORKS | BIM/ REVIT per CANOPY | [8 empty] | 44% |  |  |  | always include
289 | WALL CLADDING | SELECT CLADDING |  | Ex-works, supply only, delivery extra | [6 empty] | 44%
242 | INFILL PANEL |  | m² | Up to 500mm high only. | [6 empty] | 44%
220 | CRATING |  | m³ | [7 empty] | 44%
103 | GREASE FILTERS | [9 empty] | 44%
| PSU / JUNCTION BOX | 0 | [8 empty] | 44%
107 | [10 empty] | 44%
|  | SELECT PANEL | [8 empty] | 44%
285 |  | SELECT W/W PODS | 0 | [7 empty] | 44%
286 |  | 1 | [8 empty] | 44%
SECTION UNDER 1000mm
ITEM
|  | TYPE | MODEL | WIDTH | LENGTH | HEIGHT | SECTIONS | FLOW RATE
210 | CONFIGURATION | WALL | CANOPY TYPE | [7 empty] | 44%
104 | LIGHTS | LIGHT SELECTION |  | 100 | [6 empty] | 31%
234 | SPECIAL WORKS | SELECT WORKS | [8 empty] | 44%
| SPECIAL WORKS | SELECT WORKS | [8 empty] | 44%
| SPECIAL WORKS | BIM/ REVIT per CANOPY | [8 empty] | 44% |  |  |  | always include
289 | WALL CLADDING | SELECT CLADDING |  | Ex-works, supply only, delivery extra | [6 empty] | 44%
242 | INFILL PANEL |  | m² | Up to 500mm high only. | [6 empty] | 44%
220 | CRATING |  | m³ | [7 empty] | 44%
103 | GREASE FILTERS | [9 empty] | 44%
| PSU / JUNCTION BOX | 0 | [8 empty] | 44%
107 | [10 empty] | 44%
|  | SELECT PANEL | [8 empty] | 44%
285 |  | SELECT W/W PODS | 0 | [7 empty] | 44%
286 |  | 1 | [8 empty] | 44%
SECTION UNDER 1000mm
ITEM
|  | TYPE | MODEL | WIDTH | LENGTH | HEIGHT | SECTIONS | FLOW RATE
210 | CONFIGURATION | WALL | CANOPY TYPE | [7 empty] | 44%
104 | LIGHTS | LIGHT SELECTION | [8 empty] | 31%
234 | SPECIAL WORKS | SELECT WORKS | [8 empty] | 44%
| SPECIAL WORKS | SELECT WORKS | [8 empty] | 44%
| SPECIAL WORKS | BIM/ REVIT per CANOPY | [8 empty] | 44% |  |  |  | always include
289 | WALL CLADDING | SELECT CLADDING |  | Ex-works, supply only, delivery extra | [6 empty] | 44%
242 | INFILL PANEL |  | m² | Up to 500mm high only. | [6 empty] | 44%
220 | CRATING |  | m³ | [7 empty] | 44%
103 | GREASE FILTERS | [9 empty] | 44%
| PSU / JUNCTION BOX | 0 | [8 empty] | 44%
107 | [10 empty] | 44%
|  | SELECT PANEL | [8 empty] | 44%
285 |  | SELECT W/W PODS | 0 | [7 empty] | 44%
286 |  | 1 | [8 empty] | 44%
SECTION UNDER 1000mm
ITEM
|  | TYPE | MODEL | WIDTH | LENGTH | HEIGHT | SECTIONS | FLOW RATE
210 | CONFIGURATION | WALL | CANOPY TYPE | [7 empty] | 44%
104 | LIGHTS | LIGHT SELECTION | [8 empty] | 31%
234 | SPECIAL WORKS | SELECT WORKS | [8 empty] | 44%
| SPECIAL WORKS | SELECT WORKS | [8 empty] | 44%
| SPECIAL WORKS | BIM/ REVIT per CANOPY | [8 empty] | 44% |  |  |  | always include
289 | WALL CLADDING | SELECT CLADDING |  | Ex-works, supply only, delivery extra | [6 empty] | 44%
242 | INFILL PANEL |  | m² | [7 empty] | 44%
220 | CRATING |  | m³ | [7 empty] | 44%
103 | GREASE FILTERS | [9 empty] | 44%
| PSU / JUNCTION BOX | 0 | [8 empty] | 44%
107 | [10 empty] | 44%
|  | SELECT PANEL | [8 empty] | 44%
285 |  | SELECT W/W PODS | 0 | [7 empty] | 44%
286 |  | 1 | [8 empty] | 44%
SECTION UNDER 1000mm
ITEM
|  | TYPE | MODEL | WIDTH | LENGTH | HEIGHT | SECTIONS | FLOW RATE
210 | CONFIGURATION | WALL | CANOPY TYPE | [7 empty] | 44%
104 | LIGHTS | LIGHT SELECTION | [8 empty] | 31%
234 | SPECIAL WORKS | SELECT WORKS | [8 empty] | 44%
| SPECIAL WORKS | SELECT WORKS | [8 empty] | 44%
| SPECIAL WORKS | BIM/ REVIT per CANOPY | [8 empty] | 44% |  |  |  | always include
289 | WALL CLADDING | SELECT CLADDING |  | Ex-works, supply only, delivery extra | [6 empty] | 44%
242 | INFILL PANEL |  | m² | [7 empty] | 44%
220 | CRATING |  | m³ | [7 empty] | 44%
103 | GREASE FILTERS | [9 empty] | 44%
| PSU / JUNCTION BOX | 0 | [8 empty] | 44%
107 | [10 empty] | 44%
|  | SELECT PANEL | [8 empty] | 44%
285 |  | SELECT W/W PODS | 0 | [7 empty] | 44%
286 |  | 1 | [8 empty] | 44%
SECTION UNDER 1000mm
ITEM
|  | TYPE | MODEL | WIDTH | LENGTH | HEIGHT | SECTIONS | FLOW RATE
210 | CONFIGURATION | WALL | CANOPY TYPE | [7 empty] | 44%
104 | LIGHTS | LIGHT SELECTION | [8 empty] | 31%
234 | SPECIAL WORKS | SELECT WORKS | [8 empty] | 44%
| SPECIAL WORKS | SELECT WORKS | [8 empty] | 44%
| SPECIAL WORKS | BIM/ REVIT per CANOPY | [8 empty] | 44% |  |  |  | always include
289 | WALL CLADDING | SELECT CLADDING |  | Ex-works, supply only, delivery extra | [6 empty] | 44%
242 | INFILL PANEL |  | m² | [7 empty] | 44%
220 | CRATING |  | m³ | [7 empty] | 44%
103 | GREASE FILTERS | [9 empty] | 44%
| PSU / JUNCTION BOX | 0 | [8 empty] | 44%
107 | [10 empty] | 44%
|  | SELECT PANEL | [8 empty] | 44%
285 |  | SELECT W/W PODS | 0 | [7 empty] | 44%
286 |  | 1 | [8 empty] | 44%
SECTION UNDER 1000mm
ITEM
|  | TYPE | MODEL | WIDTH | LENGTH | HEIGHT | SECTIONS | FLOW RATE
210 | CONFIGURATION | WALL | CANOPY TYPE | [7 empty] | 44%
104 | LIGHTS | LIGHT SELECTION | [8 empty] | 31%
234 | SPECIAL WORKS | SELECT WORKS | [8 empty] | 44%
| SPECIAL WORKS | SELECT WORKS | [8 empty] | 44%
| SPECIAL WORKS | BIM/ REVIT per CANOPY | [8 empty] | 44% |  |  |  | always include
289 | WALL CLADDING | SELECT CLADDING |  | Ex-works, supply only, delivery extra | [6 empty] | 44%
242 | INFILL PANEL |  | m² | [7 empty] | 44%
220 | CRATING |  | m³ | [7 empty] | 44%
103 | GREASE FILTERS | [9 empty] | 44%
| PSU / JUNCTION BOX | 0 | [8 empty] | 44%
107 | [10 empty] | 44%
|  | SELECT PANEL | [8 empty] | 44%
285 |  | SELECT W/W PODS | 0 | [7 empty] | 44%
286 |  | 1 | [8 empty] | 44%
SECTION UNDER 1000mm
ITEM
|  | TYPE | MODEL | WIDTH | LENGTH | HEIGHT | SECTIONS | FLOW RATE
210 | CONFIGURATION | WALL | CANOPY TYPE | [7 empty] | 44%
104 | LIGHTS | LIGHT SELECTION | [8 empty] | 31%
234 | SPECIAL WORKS | SELECT WORKS | [8 empty] | 44%
| SPECIAL WORKS | SELECT WORKS | [8 empty] | 44%
| SPECIAL WORKS | BIM/ REVIT per CANOPY | [8 empty] | 44% |  |  |  | always include
289 | WALL CLADDING | SELECT CLADDING |  | Ex-works, supply only, delivery extra | [6 empty] | 44%
242 | INFILL PANEL |  | m² | [7 empty] | 44%
220 | CRATING |  | m³ | [7 empty] | 44%
103 | GREASE FILTERS | [9 empty] | 44%
| PSU / JUNCTION BOX | 0 | [8 empty] | 44%
107 | [10 empty] | 44%
|  | SELECT PANEL | [8 empty] | 44%
285 |  | SELECT W/W PODS | 0 | [7 empty] | 44%
286 |  | 1 | [8 empty] | 44%
DELIVERY & INSTALLATION
222 | DELIVERY 1 x 7.5T TAIL LIFT 3200KGS |  | SELECT LOCATION… | CHECK SIZE OF LOAD BEFORE ENTERING QUANTITY | [6 empty] | 33%
257 | PLANT HIRE |  | PLANT SELECTION (weekly) | Install of 6no Pieces of Canopy Max | [6 empty] | 33%
257 | PLANT HIRE |  | PLANT SELECTION (weekly) | Install of 6no Pieces of Canopy Max | [6 empty] | 33%
222 |  |  | SELECT LOCATION… | [7 empty] | 33%
400 | STRIP OUT |  | PER DAY | [5 empty] | 610 |  | 33%
102 | CONSUMABLES 15(P) + 19(H) |  | PER METER OF CANOPY | [5 empty] | 34 |  | 33%
400 | INSTALLATION NORMAL HOURS |  | 2 Pieces = 1 Day, 4 Pieces = 1.5 Days, 6 Pieces = 2 Days, 8 Pieces = 2.5 Days (1 Section up to 3m long equals 2 Pieces) + logistics | [5 empty] | 610 |  | 40%
400 | INSTALLATION AFTER HOURS |  | 2 Pieces = 1 Day, 4 Pieces = 1.5 Days, 6 Pieces = 2 Days, 8 Pieces = 2.5 Days (1 Section up to 3m long equals 2 Pieces) + logistics | [5 empty] | 1220 |  | 40%
253 | WALL CLADDING INSTALLATION |  | 6M PER DAY | [5 empty] | 610 |  | 33%
253 | OVERNIGHT/ TRAVEL EXPENSES |  | PER NIGHT PER TEAM | [5 empty] | 220 |  | 33%
280 | TEST & COMMISSION |  | ONE Engineer, 1 day per 4no UV or W/W Sections of Canopy | [5 empty] | 604 |  | 33%
| GAS INTERLOCK (INSTALLED) |  | MERLIN CT1750 (INCLUDES PRESSURE SWITCH) | [5 empty] | 1029 |  | 33%
| CO SENSOR (SOLID FUEL) |  | MERLIN CH4CO (ELE-683) CARBON MONOXIDE MONITOR | [5 empty] | 210.72 |  | 33%
| CO2 SENSOR (DCKV) |  | MERLIN CO CABON DIOXIDE MONITOR | [5 empty] | 234.9 |  | 33%
284 | BMS FAULT INTERFACE |  | OPTIONAL ITEM Add to all Canary Wharf Projects | [5 empty] | 215 |  | 33%
Office Use Only
Installation cost assumes each pair has their own alps & step ladders
Waterwash control panel does not include for a Touchscreen, if required it needs to be added as an option

## CANOPY (hidden)
| F24 - 19 CANOPY COST SHEET | [12 empty] | JAN25-19
| Job No. |  |  |  | Project Name
| Customer |  |  |  | Location | [9 empty] | RECO CANOPIES MUST HAVE COALESCERS
| Sales Manager / Estimator initials |  |  |  | Date | [7 empty] | Revision No | C | GP SHOULD BE MINIMUM 44%
CURRENCY
| CURRENCY | % | COMMISSION | [5 empty] | COST | TOTAL COST | GP | Sell | SELL | PROFIT
SECTION UNDER 1000mm
ITEM
|  | TYPE | MODEL | WIDTH | LENGTH | HEIGHT | SECTIONS | FLOW RATE
| CONFIGURATION | WALL | CANOPY TYPE | [7 empty] | 44%
104 | LIGHTS | LIGHT SELECTION | [8 empty] | 31%
234 | SPECIAL WORKS | SELECT WORKS | [8 empty] | 44%
| SPECIAL WORKS | SELECT WORKS | [8 empty] | 44%
| SPECIAL WORKS | BIM/ REVIT per CANOPY | 1 | [7 empty] | 44% |  |  |  | always include
289 | WALL CLADDING | SELECT CLADDING |  | Ex-works, supply only, delivery extra | [6 empty] | 44%
242 | INFILL PANEL |  | m² | Up to 500mm high only. | [6 empty] | 44%
220 | CRATING |  | m³ | [7 empty] | 44%
| GREASE FILTERS | [9 empty] | 44%
| PSU / JUNCTION BOX | 0 | [8 empty] | 44%
107 | [10 empty] | 44%
|  | SELECT PANEL | [8 empty] | 44%
285 |  | SELECT W/W PODS | 0 | [7 empty] | 44%
286 |  | 1 | [8 empty] | 44%
SECTION UNDER 1000mm
ITEM
|  | TYPE | MODEL | WIDTH | LENGTH | HEIGHT | SECTIONS
210 | CONFIGURATION | WALL | CANOPY TYPE | [7 empty] | 44%
104 | LIGHTS | LIGHT SELECTION | [8 empty] | 31%
234 | SPECIAL WORKS | SELECT WORKS | [8 empty] | 44%
| SPECIAL WORKS | SELECT WORKS | [8 empty] | 44%
| SPECIAL WORKS | BIM/ REVIT per CANOPY | [8 empty] | 44% |  |  |  | always include
289 | WALL CLADDING | SELECT CLADDING |  | Ex-works, supply only, delivery extra | [6 empty] | 44%
242 | INFILL PANEL |  | m² | Up to 500mm high only. | [6 empty] | 44%
220 | CRATING |  | m³ | [7 empty] | 44%
103 | GREASE FILTERS | [9 empty] | 44%
| PSU / JUNCTION BOX | 0 | [8 empty] | 44%
107 | [10 empty] | 44%
|  | SELECT PANEL | [8 empty] | 44%
285 |  | SELECT W/W PODS | 0 | [7 empty] | 44%
286 |  | 1 | [8 empty] | 44%
SECTION UNDER 1000mm
ITEM
|  | TYPE | MODEL | WIDTH | LENGTH | HEIGHT | SECTIONS | FLOW RATE
210 | CONFIGURATION | WALL | CANOPY TYPE | [7 empty] | 44%
104 | LIGHTS | LIGHT SELECTION | [8 empty] | 31%
234 | SPECIAL WORKS | SELECT WORKS | [8 empty] | 44%
| SPECIAL WORKS | SELECT WORKS | [8 empty] | 44%
| SPECIAL WORKS | BIM/ REVIT per CANOPY | [8 empty] | 44% |  |  |  | always include
289 | WALL CLADDING | SELECT CLADDING |  | Ex-works, supply only, delivery extra | [6 empty] | 44%
242 | INFILL PANEL |  | m² | Up to 500mm high only. | [6 empty] | 44%
220 | CRATING |  | m³ | [7 empty] | 44%
103 | GREASE FILTERS | [9 empty] | 44%
| PSU / JUNCTION BOX | 0 | [8 empty] | 44%
107 | [10 empty] | 44%
|  | SELECT PANEL | [8 empty] | 44%
285 |  | SELECT W/W PODS | 0 | [7 empty] | 44%
286 |  | 1 | [8 empty] | 44%
SECTION UNDER 1000mm
ITEM
|  | TYPE | MODEL | WIDTH | LENGTH | HEIGHT | SECTIONS | FLOW RATE
210 | CONFIGURATION | WALL | CANOPY TYPE | [7 empty] | 44%
104 | LIGHTS | LIGHT SELECTION |  | 100 | [6 empty] | 31%
234 | SPECIAL WORKS | SELECT WORKS | [8 empty] | 44%
| SPECIAL WORKS | SELECT WORKS | [8 empty] | 44%
| SPECIAL WORKS | BIM/ REVIT per CANOPY | [8 empty] | 44% |  |  |  | always include
289 | WALL CLADDING | SELECT CLADDING |  | Ex-works, supply only, delivery extra | [6 empty] | 44%
242 | INFILL PANEL |  | m² | Up to 500mm high only. | [6 empty] | 44%
220 | CRATING |  | m³ | [7 empty] | 44%
103 | GREASE FILTERS | [9 empty] | 44%
| PSU / JUNCTION BOX | 0 | [8 empty] | 44%
107 | [10 empty] | 44%
|  | SELECT PANEL | [8 empty] | 44%
285 |  | SELECT W/W PODS | 0 | [7 empty] | 44%
286 |  | 1 | [8 empty] | 44%
SECTION UNDER 1000mm
ITEM
|  | TYPE | MODEL | WIDTH | LENGTH | HEIGHT | SECTIONS | FLOW RATE
210 | CONFIGURATION | WALL | CANOPY TYPE | [7 empty] | 44%
104 | LIGHTS | LIGHT SELECTION | [8 empty] | 31%
234 | SPECIAL WORKS | SELECT WORKS | [8 empty] | 44%
| SPECIAL WORKS | SELECT WORKS | [8 empty] | 44%
| SPECIAL WORKS | BIM/ REVIT per CANOPY | [8 empty] | 44% |  |  |  | always include
289 | WALL CLADDING | SELECT CLADDING |  | Ex-works, supply only, delivery extra | [6 empty] | 44%
242 | INFILL PANEL |  | m² | Up to 500mm high only. | [6 empty] | 44%
220 | CRATING |  | m³ | [7 empty] | 44%
103 | GREASE FILTERS | [9 empty] | 44%
| PSU / JUNCTION BOX | 0 | [8 empty] | 44%
107 | [10 empty] | 44%
|  | SELECT PANEL | [8 empty] | 44%
285 |  | SELECT W/W PODS | 0 | [7 empty] | 44%
286 |  | 1 | [8 empty] | 44%
SECTION UNDER 1000mm
ITEM
|  | TYPE | MODEL | WIDTH | LENGTH | HEIGHT | SECTIONS | FLOW RATE
210 | CONFIGURATION | WALL | CANOPY TYPE | [7 empty] | 44%
104 | LIGHTS | LIGHT SELECTION | [8 empty] | 31%
234 | SPECIAL WORKS | SELECT WORKS | [8 empty] | 44%
| SPECIAL WORKS | SELECT WORKS | [8 empty] | 44%
| SPECIAL WORKS | BIM/ REVIT per CANOPY | [8 empty] | 44% |  |  |  | always include
289 | WALL CLADDING | SELECT CLADDING |  | Ex-works, supply only, delivery extra | [6 empty] | 44%
242 | INFILL PANEL |  | m² | [7 empty] | 44%
220 | CRATING |  | m³ | [7 empty] | 44%
103 | GREASE FILTERS | [9 empty] | 44%
| PSU / JUNCTION BOX | 0 | [8 empty] | 44%
107 | [10 empty] | 44%
|  | SELECT PANEL | [8 empty] | 44%
285 |  | SELECT W/W PODS | 0 | [7 empty] | 44%
286 |  | 1 | [8 empty] | 44%
SECTION UNDER 1000mm
ITEM
|  | TYPE | MODEL | WIDTH | LENGTH | HEIGHT | SECTIONS | FLOW RATE
210 | CONFIGURATION | WALL | CANOPY TYPE | [7 empty] | 44%
104 | LIGHTS | LIGHT SELECTION | [8 empty] | 31%
234 | SPECIAL WORKS | SELECT WORKS | [8 empty] | 44%
| SPECIAL WORKS | SELECT WORKS | [8 empty] | 44%
| SPECIAL WORKS | BIM/ REVIT per CANOPY | [8 empty] | 44% |  |  |  | always include
289 | WALL CLADDING | SELECT CLADDING |  | Ex-works, supply only, delivery extra | [6 empty] | 44%
242 | INFILL PANEL |  | m² | [7 empty] | 44%
220 | CRATING |  | m³ | [7 empty] | 44%
103 | GREASE FILTERS | [9 empty] | 44%
| PSU / JUNCTION BOX | 0 | [8 empty] | 44%
107 | [10 empty] | 44%
|  | SELECT PANEL | [8 empty] | 44%
285 |  | SELECT W/W PODS | 0 | [7 empty] | 44%
286 |  | 1 | [8 empty] | 44%
SECTION UNDER 1000mm
ITEM
|  | TYPE | MODEL | WIDTH | LENGTH | HEIGHT | SECTIONS | FLOW RATE
210 | CONFIGURATION | WALL | CANOPY TYPE | [7 empty] | 44%
104 | LIGHTS | LIGHT SELECTION | [8 empty] | 31%
234 | SPECIAL WORKS | SELECT WORKS | [8 empty] | 44%
| SPECIAL WORKS | SELECT WORKS | [8 empty] | 44%
| SPECIAL WORKS | BIM/ REVIT per CANOPY | [8 empty] | 44% |  |  |  | always include
289 | WALL CLADDING | SELECT CLADDING |  | Ex-works, supply only, delivery extra | [6 empty] | 44%
242 | INFILL PANEL |  | m² | [7 empty] | 44%
220 | CRATING |  | m³ | [7 empty] | 44%
103 | GREASE FILTERS | [9 empty] | 44%
| PSU / JUNCTION BOX | 0 | [8 empty] | 44%
107 | [10 empty] | 44%
|  | SELECT PANEL | [8 empty] | 44%
285 |  | SELECT W/W PODS | 0 | [7 empty] | 44%
286 |  | 1 | [8 empty] | 44%
SECTION UNDER 1000mm
ITEM
|  | TYPE | MODEL | WIDTH | LENGTH | HEIGHT | SECTIONS | FLOW RATE
210 | CONFIGURATION | WALL | CANOPY TYPE | [7 empty] | 44%
104 | LIGHTS | LIGHT SELECTION | [8 empty] | 31%
234 | SPECIAL WORKS | SELECT WORKS | [8 empty] | 44%
| SPECIAL WORKS | SELECT WORKS | [8 empty] | 44%
| SPECIAL WORKS | BIM/ REVIT per CANOPY | [8 empty] | 44% |  |  |  | always include
289 | WALL CLADDING | SELECT CLADDING |  | Ex-works, supply only, delivery extra | [6 empty] | 44%
242 | INFILL PANEL |  | m² | [7 empty] | 44%
220 | CRATING |  | m³ | [7 empty] | 44%
103 | GREASE FILTERS | [9 empty] | 44%
| PSU / JUNCTION BOX | 0 | [8 empty] | 44%
107 | [10 empty] | 44%
|  | SELECT PANEL | [8 empty] | 44%
285 |  | SELECT W/W PODS | 0 | [7 empty] | 44%
286 |  | 1 | [8 empty] | 44%
SECTION UNDER 1000mm
ITEM
|  | TYPE | MODEL | WIDTH | LENGTH | HEIGHT | SECTIONS | FLOW RATE
210 | CONFIGURATION | WALL | CANOPY TYPE | [7 empty] | 44%
104 | LIGHTS | LIGHT SELECTION | [8 empty] | 31%
234 | SPECIAL WORKS | SELECT WORKS | [8 empty] | 44%
| SPECIAL WORKS | SELECT WORKS | [8 empty] | 44%
| SPECIAL WORKS | BIM/ REVIT per CANOPY | [8 empty] | 44% |  |  |  | always include
289 | WALL CLADDING | SELECT CLADDING |  | Ex-works, supply only, delivery extra | [6 empty] | 44%
242 | INFILL PANEL |  | m² | [7 empty] | 44%
220 | CRATING |  | m³ | [7 empty] | 44%
103 | GREASE FILTERS | [9 empty] | 44%
| PSU / JUNCTION BOX | 0 | [8 empty] | 44%
107 | [10 empty] | 44%
|  | SELECT PANEL | [8 empty] | 44%
285 |  | SELECT W/W PODS | 0 | [7 empty] | 44%
286 |  | 1 | [8 empty] | 44%
DELIVERY & INSTALLATION
222 | DELIVERY 1 x 7.5T TAIL LIFT 3200KGS |  | SELECT LOCATION… | CHECK SIZE OF LOAD BEFORE ENTERING QUANTITY | [6 empty] | 33%
257 | PLANT HIRE |  | PLANT SELECTION (weekly) | Install of 6no Pieces of Canopy Max | [6 empty] | 33%
257 | PLANT HIRE |  | PLANT SELECTION (weekly) | Install of 6no Pieces of Canopy Max | [6 empty] | 33%
222 |  |  | SELECT LOCATION… | [7 empty] | 33%
400 | STRIP OUT |  | PER DAY | [5 empty] | 610 |  | 33%
102 | CONSUMABLES 15(P) + 19(H) |  | PER METER OF CANOPY | [5 empty] | 34 |  | 33%
400 | INSTALLATION NORMAL HOURS |  | 2 Pieces = 1 Day, 4 Pieces = 1.5 Days, 6 Pieces = 2 Days, 8 Pieces = 2.5 Days (1 Section up to 3m long equals 2 Pieces) + logistics | [5 empty] | 610 |  | 40%
400 | INSTALLATION AFTER HOURS |  | 2 Pieces = 1 Day, 4 Pieces = 1.5 Days, 6 Pieces = 2 Days, 8 Pieces = 2.5 Days (1 Section up to 3m long equals 2 Pieces) + logistics | [5 empty] | 1220 |  | 40%
253 | WALL CLADDING INSTALLATION |  | 6M PER DAY | [5 empty] | 610 |  | 33%
253 | OVERNIGHT/ TRAVEL EXPENSES |  | PER NIGHT PER TEAM | [5 empty] | 220 |  | 33%
280 | TEST & COMMISSION |  | ONE Engineer, 1 day per 4no UV or W/W Sections of Canopy | [5 empty] | 604 |  | 33%
| GAS INTERLOCK (INSTALLED) |  | MERLIN CT1750 (INCLUDES PRESSURE SWITCH) | [5 empty] | 1029 |  | 33%
| CO SENSOR (SOLID FUEL) |  | MERLIN CH4CO (ELE-683) CARBON MONOXIDE MONITOR | [5 empty] | 210.72 |  | 33%
| CO2 SENSOR (DCKV) |  | MERLIN CO CABON DIOXIDE MONITOR | [5 empty] | 234.9 |  | 33%
284 | BMS FAULT INTERFACE |  | OPTIONAL ITEM Add to all Canary Wharf Projects | [5 empty] | 215 |  | 33%
Office Use Only
Installation cost assumes each pair has their own alps & step ladders
Waterwash control panel does not include for a Touchscreen, if required it needs to be added as an option

## FIRE SUPPRESSION (2) (hidden)
| F24 - 19 CANOPY COST SHEET | [12 empty] | JAN25-19
| Job No. |  |  |  | Project Name
| Customer |  |  |  | Location
| Sales Manager / Estimator initials |  |  |  | Date | [7 empty] | Revision No
| CURRENCY | 0%
| CURRENCY | % | COMMISSION | [5 empty] | COST | TOTAL COST | GP | Sell | SELL | PROFIT
SECTION UNDER 1000mm
ITEM
|  | TYPE | MODEL | WIDTH | LENGTH | HEIGHT | SECTIONS | FLOW RATE
| CONFIGURATION | WALL | CANOPY TYPE | [7 empty] | 44%
104 | LIGHTS | LIGHT SELECTION | [8 empty] | 31%
234 | FIRE SUPPRESSION | FIRE SUPPRESSION | [5 empty] | 1 |  |  | 25%
| TANK INSTALL | TANK INSTALL | 1 | [7 empty] | 35%
| SPECIAL WORKS | SELECT WORKS | [8 empty] | 44%
289 | WALL CLADDING | SELECT CLADDING |  | Ex-works, supply only, delivery extra | [6 empty] | 44%
242 | INFILL PANEL |  | m² | Up to 500mm high only. | [6 empty] | 44%
220 | CRATING |  | m³ | [7 empty] | 44%
| GREASE FILTERS | [9 empty] | 44%
| PSU / JUNCTION BOX | 0 | [8 empty] | 44%
107 | [10 empty] | 44%
|  | SELECT PANEL | [8 empty] | 44%
285 |  | SELECT W/W PODS | 0 | [7 empty] | 44%
286 |  | 1 | [8 empty] | 44%
SECTION UNDER 1000mm
ITEM
|  | TYPE | MODEL | WIDTH | LENGTH | HEIGHT | SECTIONS
210 | CONFIGURATION | WALL | CANOPY TYPE | [7 empty] | 44%
104 | LIGHTS | LIGHT SELECTION | [8 empty] | 31%
234 | FIRE SUPPRESSION | FIRE SUPPRESSION | [5 empty] | 1 |  |  | 25%
| TANK INSTALL | TANK INSTALL | 1 | [7 empty] | 35%
| SPECIAL WORKS | SELECT WORKS | [8 empty] | 44%
289 | WALL CLADDING | SELECT CLADDING |  | Ex-works, supply only, delivery extra | [6 empty] | 44%
242 | INFILL PANEL |  | m² | Up to 500mm high only. | [6 empty] | 44%
220 | CRATING |  | m³ | [7 empty] | 44%
103 | GREASE FILTERS | [9 empty] | 44%
| PSU / JUNCTION BOX | 0 | [8 empty] | 44%
107 | [10 empty] | 44%
|  | SELECT PANEL | [8 empty] | 44%
285 |  | SELECT W/W PODS | 0 | [7 empty] | 44%
286 |  | 1 | [8 empty] | 44%
SECTION UNDER 1000mm
ITEM
|  | TYPE | MODEL | WIDTH | LENGTH | HEIGHT | SECTIONS | FLOW RATE
210 | CONFIGURATION | WALL | CANOPY TYPE | [7 empty] | 44%
104 | LIGHTS | LIGHT SELECTION | [8 empty] | 31%
234 | FIRE SUPPRESSION | FIRE SUPPRESSION | [5 empty] | 1 |  |  | 25%
| TANK INSTALL | TANK INSTALL | 1 | [7 empty] | 35%
| SPECIAL WORKS | SELECT WORKS | [8 empty] | 44%
289 | WALL CLADDING | SELECT CLADDING |  | Ex-works, supply only, delivery extra | [6 empty] | 44%
242 | INFILL PANEL |  | m² | Up to 500mm high only. | [6 empty] | 44%
220 | CRATING |  | m³ | [7 empty] | 44%
103 | GREASE FILTERS | [9 empty] | 44%
| PSU / JUNCTION BOX | 0 | [8 empty] | 44%
107 | [10 empty] | 44%
|  | SELECT PANEL | [8 empty] | 44%
285 |  | SELECT W/W PODS | 0 | [7 empty] | 44%
286 |  | 1 | [8 empty] | 44%
SECTION UNDER 1000mm
ITEM
|  | TYPE | MODEL | WIDTH | LENGTH | HEIGHT | SECTIONS | FLOW RATE
210 | CONFIGURATION | WALL | CANOPY TYPE | [7 empty] | 44%
104 | LIGHTS | LIGHT SELECTION |  | 100 | [6 empty] | 31%
234 | FIRE SUPPRESSION | FIRE SUPPRESSION | [5 empty] | 1 |  |  | 25%
| TANK INSTALL | TANK INSTALL | 1 | [7 empty] | 35%
| SPECIAL WORKS | SELECT WORKS | [8 empty] | 44%
289 | WALL CLADDING | SELECT CLADDING |  | Ex-works, supply only, delivery extra | [6 empty] | 44%
242 | INFILL PANEL |  | m² | Up to 500mm high only. | [6 empty] | 44%
220 | CRATING |  | m³ | [7 empty] | 44%
103 | GREASE FILTERS | [9 empty] | 44%
| PSU / JUNCTION BOX | 0 | [8 empty] | 44%
107 | [10 empty] | 44%
|  | SELECT PANEL | [8 empty] | 44%
285 |  | SELECT W/W PODS | 0 | [7 empty] | 44%
286 |  | 1 | [8 empty] | 44%
SECTION UNDER 1000mm
ITEM
|  | TYPE | MODEL | WIDTH | LENGTH | HEIGHT | SECTIONS | FLOW RATE
210 | CONFIGURATION | WALL | CANOPY TYPE | [7 empty] | 44%
104 | LIGHTS | LIGHT SELECTION | [8 empty] | 31%
234 | FIRE SUPPRESSION | FIRE SUPPRESSION | [5 empty] | 1 |  |  | 25%
| TANK INSTALL | TANK INSTALL | 1 | [7 empty] | 35%
| SPECIAL WORKS | SELECT WORKS | [8 empty] | 44%
289 | WALL CLADDING | SELECT CLADDING |  | Ex-works, supply only, delivery extra | [6 empty] | 44%
242 | INFILL PANEL |  | m² | Up to 500mm high only. | [6 empty] | 44%
220 | CRATING |  | m³ | [7 empty] | 44%
103 | GREASE FILTERS | [9 empty] | 44%
| PSU / JUNCTION BOX | 0 | [8 empty] | 44%
107 | [10 empty] | 44%
|  | SELECT PANEL | [8 empty] | 44%
285 |  | SELECT W/W PODS | 0 | [7 empty] | 44%
286 |  | 1 | [8 empty] | 44%
SECTION UNDER 1000mm
ITEM
|  | TYPE | MODEL | WIDTH | LENGTH | HEIGHT | SECTIONS | FLOW RATE
210 | CONFIGURATION | WALL | CANOPY TYPE | [7 empty] | 44%
104 | LIGHTS | LIGHT SELECTION | [8 empty] | 31%
234 | FIRE SUPPRESSION | FIRE SUPPRESSION | [5 empty] | 1 |  |  | 25%
| TANK INSTALL | TANK INSTALL | 1 | [7 empty] | 35%
| SPECIAL WORKS | SELECT WORKS | [8 empty] | 44%
289 | WALL CLADDING | SELECT CLADDING |  | Ex-works, supply only, delivery extra | [6 empty] | 44%
242 | INFILL PANEL |  | m² | [7 empty] | 44%
220 | CRATING |  | m³ | [7 empty] | 44%
103 | GREASE FILTERS | [9 empty] | 44%
| PSU / JUNCTION BOX | 0 | [8 empty] | 44%
107 | [10 empty] | 44%
|  | SELECT PANEL | [8 empty] | 44%
285 |  | SELECT W/W PODS | 0 | [7 empty] | 44%
286 |  | 1 | [8 empty] | 44%
SECTION UNDER 1000mm
ITEM
|  | TYPE | MODEL | WIDTH | LENGTH | HEIGHT | SECTIONS | FLOW RATE
210 | CONFIGURATION | WALL | CANOPY TYPE | [7 empty] | 44%
104 | LIGHTS | LIGHT SELECTION | [8 empty] | 31%
234 | FIRE SUPPRESSION | FIRE SUPPRESSION | [5 empty] | 1 |  |  | 25%
| TANK INSTALL | TANK INSTALL | 1 | [7 empty] | 35%
| SPECIAL WORKS | SELECT WORKS | [8 empty] | 44%
289 | WALL CLADDING | SELECT CLADDING |  | Ex-works, supply only, delivery extra | [6 empty] | 44%
242 | INFILL PANEL |  | m² | [7 empty] | 44%
220 | CRATING |  | m³ | [7 empty] | 44%
103 | GREASE FILTERS | [9 empty] | 44%
| PSU / JUNCTION BOX | 0 | [8 empty] | 44%
107 | [10 empty] | 44%
|  | SELECT PANEL | [8 empty] | 44%
285 |  | SELECT W/W PODS | 0 | [7 empty] | 44%
286 |  | 1 | [8 empty] | 44%
SECTION UNDER 1000mm
ITEM
|  | TYPE | MODEL | WIDTH | LENGTH | HEIGHT | SECTIONS | FLOW RATE
210 | CONFIGURATION | WALL | CANOPY TYPE | [7 empty] | 44%
104 | LIGHTS | LIGHT SELECTION | [8 empty] | 31%
234 | FIRE SUPPRESSION | FIRE SUPPRESSION | [5 empty] | 1 |  |  | 25%
| TANK INSTALL | TANK INSTALL | 1 | [7 empty] | 35%
| SPECIAL WORKS | SELECT WORKS | [8 empty] | 44%
289 | WALL CLADDING | SELECT CLADDING |  | Ex-works, supply only, delivery extra | [6 empty] | 44%
242 | INFILL PANEL |  | m² | Up to 500mm high only. | [6 empty] | 44%
220 | CRATING |  | m³ | [7 empty] | 44%
103 | GREASE FILTERS | [9 empty] | 44%
| PSU / JUNCTION BOX | 0 | [8 empty] | 44%
107 | [10 empty] | 44%
|  | SELECT PANEL | [8 empty] | 44%
285 |  | SELECT W/W PODS | 0 | [7 empty] | 44%
286 |  | 1 | [8 empty] | 44%
SECTION UNDER 1000mm
ITEM
|  | TYPE | MODEL | WIDTH | LENGTH | HEIGHT | SECTIONS | FLOW RATE
210 | CONFIGURATION | WALL | CANOPY TYPE | [7 empty] | 44%
104 | LIGHTS | LIGHT SELECTION | [8 empty] | 31%
234 | FIRE SUPPRESSION | FIRE SUPPRESSION | [5 empty] | 1 |  |  | 25%
| TANK INSTALL | TANK INSTALL | 1 | [7 empty] | 35%
| SPECIAL WORKS | SELECT WORKS | [8 empty] | 44%
289 | WALL CLADDING | SELECT CLADDING |  | Ex-works, supply only, delivery extra | [6 empty] | 44%
242 | INFILL PANEL |  | m² | [7 empty] | 44%
220 | CRATING |  | m³ | [7 empty] | 44%
103 | GREASE FILTERS | [9 empty] | 44%
| PSU / JUNCTION BOX | 0 | [8 empty] | 44%
107 | [10 empty] | 44%
|  | SELECT PANEL | [8 empty] | 44%
285 |  | SELECT W/W PODS | 0 | [7 empty] | 44%
286 |  | 1 | [8 empty] | 44%
SECTION UNDER 1000mm
ITEM
|  | TYPE | MODEL | WIDTH | LENGTH | HEIGHT | SECTIONS | FLOW RATE
210 | CONFIGURATION | WALL | CANOPY TYPE | [7 empty] | 44%
104 | LIGHTS | LIGHT SELECTION | [8 empty] | 31%
234 | FIRE SUPPRESSION | FIRE SUPPRESSION | [5 empty] | 1 |  |  | 25%
| TANK INSTALL | TANK INSTALL | 1 | [7 empty] | 35%
| SPECIAL WORKS | SELECT WORKS | [8 empty] | 44%
289 | WALL CLADDING | SELECT CLADDING |  | Ex-works, supply only, delivery extra | [6 empty] | 44%
242 | INFILL PANEL |  | m² | [7 empty] | 44%
220 | CRATING |  | m³ | [7 empty] | 44%
103 | GREASE FILTERS | [9 empty] | 44%
| PSU / JUNCTION BOX | 0 | [8 empty] | 44%
107 | [10 empty] | 44%
|  | SELECT PANEL | [8 empty] | 44%
285 |  | SELECT W/W PODS | 0 | [7 empty] | 44%
286 |  | 1 | [8 empty] | 44%
DELIVERY & INSTALLATION
222 | DELIVERY 1 x 7.5T TAIL LIFT 3200KGS |  | SELECT LOCATION… | CHECK SIZE OF LOAD BEFORE ENTERING QUANTITY | [6 empty] | 33%
257 | PLANT HIRE |  | PLANT SELECTION (weekly) | OR 2.5% OF TOTAL CONTRACT VALUE | [6 empty] | 33%
257 | PLANT HIRE | 1 | PECO LIFT | OR 2.5% OF TOTAL CONTRACT VALUE | [6 empty] | 33% |  |  |  | ALWAYS INCLUDE
222 | ANSUL DELIVERY | 0.5 | SELECT LOCATION… | 0.5 Per Area/System | [6 empty] | 33% |  |  |  | ALWAYS INCLUDE
400 | STRIP OUT |  | PER DAY | [5 empty] | 550 |  | 33%
102 | CONSUMABLES 15(P) + 19(H) |  | PER METER OF CANOPY | [5 empty] | 34 |  | 33%
400 | INDUCTION | 1 | PER PROJECT | [5 empty] | 350 |  | 40% |  |  |  | ALWAYS INCLUDE
400 | LIVE SITE TEST | 1 | INCLUDE FOR ANSUL BUT SHOWN AS A LINE ITEM FOR AMEREX |  |  | JEM's ADHOC DAY RATE |  |  | 550 |  | 40% |  |  |  | ALWAYS INCLUDE
253 | WALL CLADDING INSTALLATION |  | 6M PER DAY | [5 empty] | 550 |  | 33%
253 | OVERNIGHT/ TRAVEL EXPENSES |  | PER NIGHT PER TEAM | [5 empty] | 0 |  | 33%
280 | TEST & COMMISSION |  | ONE Engineer, 2 days per Pollustop,1 days per 3no UV & W/W canopies | [5 empty] | 604 |  | 33%
| GAS INTERLOCK (INSTALLED) |  | MERLIN CT1750 (INCLUDES PRESSURE SWITCH) | [5 empty] | 1029 |  | 33%
| CO SENSOR (SOLID FUEL) |  | MERLIN CH4CO (ELE-683) CARBON MONOXIDE MONITOR | [5 empty] | 210.72 |  | 33%
| CO2 SENSOR (DCKV) |  | MERLIN CO CABON DIOXIDE MONITOR | [5 empty] | 234.9 |  | 33%
284 | BMS FAULT INTERFACE |  | OPTIONAL ITEM Add to all Canary Wharf Projects | [5 empty] | 215 |  | 33%
Office Use Only
Installation cost assumes each pair has their own alps & step ladders
Waterwash control panel does not include for a Touchscreen, if required it needs to be added as an option

## FIRE SUPP - Lower Ground (1)
| Lower Ground - Hot Kitchen | [12 empty] | JAN25-19
| Job No. | 35860 |  |  | Project Name | Corus Hotel
| Customer | Colin Tracey (Vision) |  |  | Location | Hyde Park, London
| Sales Manager / Estimator initials | CM/SS |  |  | Date | 02/04/2025 | [6 empty] | Revision No | A
| CURRENCY | 0%
| CURRENCY | % | COMMISSION | [5 empty] | COST | TOTAL COST | GP | Sell | SELL | PROFIT
SECTION UNDER 1000mm
05.14
|  | TYPE | MODEL | WIDTH | LENGTH | HEIGHT | SECTIONS | FLOW RATE
| CONFIGURATION | WALL | CANOPY TYPE | [7 empty] | 44%
104 | LIGHTS | LIGHT SELECTION | [8 empty] | 31%
234 | FIRE SUPPRESSION | 2 TANK SYSTEM | [5 empty] | 1 |  |  | 25%
| TANK INSTALL | 2 TANK | 1 | [7 empty] | 35%
| SPECIAL WORKS | SELECT WORKS | [8 empty] | 44%
289 | WALL CLADDING | SELECT CLADDING |  | Ex-works, supply only, delivery extra | [6 empty] | 44%
242 | INFILL PANEL |  | m² | Up to 500mm high only. | [6 empty] | 44%
220 | CRATING |  | m³ | [7 empty] | 44%
| GREASE FILTERS | [9 empty] | 44%
| PSU / JUNCTION BOX | 0 | [8 empty] | 44%
107 | [10 empty] | 44%
|  | SELECT PANEL | [8 empty] | 44%
285 |  | SELECT W/W PODS | 0 | [7 empty] | 44%
286 |  | 1 | [8 empty] | 44%
SECTION UNDER 1000mm
ITEM
|  | TYPE | MODEL | WIDTH | LENGTH | HEIGHT | SECTIONS
210 | CONFIGURATION | WALL | CANOPY TYPE | [7 empty] | 44%
104 | LIGHTS | LIGHT SELECTION | [8 empty] | 31%
234 | FIRE SUPPRESSION | FIRE SUPPRESSION | [5 empty] | 1 |  |  | 25%
| TANK INSTALL | TANK INSTALL | 1 | [7 empty] | 35%
| SPECIAL WORKS | SELECT WORKS | [8 empty] | 44%
289 | WALL CLADDING | SELECT CLADDING |  | Ex-works, supply only, delivery extra | [6 empty] | 44%
242 | INFILL PANEL |  | m² | Up to 500mm high only. | [6 empty] | 44%
220 | CRATING |  | m³ | [7 empty] | 44%
103 | GREASE FILTERS | [9 empty] | 44%
| PSU / JUNCTION BOX | 0 | [8 empty] | 44%
107 | [10 empty] | 44%
|  | SELECT PANEL | [8 empty] | 44%
285 |  | SELECT W/W PODS | 0 | [7 empty] | 44%
286 |  | 1 | [8 empty] | 44%
SECTION UNDER 1000mm
ITEM
|  | TYPE | MODEL | WIDTH | LENGTH | HEIGHT | SECTIONS | FLOW RATE
210 | CONFIGURATION | WALL | CANOPY TYPE | [7 empty] | 44%
104 | LIGHTS | LIGHT SELECTION | [8 empty] | 31%
234 | FIRE SUPPRESSION | FIRE SUPPRESSION | [5 empty] | 1 |  |  | 25%
| TANK INSTALL | TANK INSTALL | 1 | [7 empty] | 35%
| SPECIAL WORKS | SELECT WORKS | [8 empty] | 44%
289 | WALL CLADDING | SELECT CLADDING |  | Ex-works, supply only, delivery extra | [6 empty] | 44%
242 | INFILL PANEL |  | m² | Up to 500mm high only. | [6 empty] | 44%
220 | CRATING |  | m³ | [7 empty] | 44%
103 | GREASE FILTERS | [9 empty] | 44%
| PSU / JUNCTION BOX | 0 | [8 empty] | 44%
107 | [10 empty] | 44%
|  | SELECT PANEL | [8 empty] | 44%
285 |  | SELECT W/W PODS | 0 | [7 empty] | 44%
286 |  | 1 | [8 empty] | 44%
SECTION UNDER 1000mm
ITEM
|  | TYPE | MODEL | WIDTH | LENGTH | HEIGHT | SECTIONS | FLOW RATE
210 | CONFIGURATION | WALL | CANOPY TYPE | [7 empty] | 44%
104 | LIGHTS | LIGHT SELECTION |  | 100 | [6 empty] | 31%
234 | FIRE SUPPRESSION | FIRE SUPPRESSION | [5 empty] | 1 |  |  | 25%
| TANK INSTALL | TANK INSTALL | 1 | [7 empty] | 35%
| SPECIAL WORKS | SELECT WORKS | [8 empty] | 44%
289 | WALL CLADDING | SELECT CLADDING |  | Ex-works, supply only, delivery extra | [6 empty] | 44%
242 | INFILL PANEL |  | m² | Up to 500mm high only. | [6 empty] | 44%
220 | CRATING |  | m³ | [7 empty] | 44%
103 | GREASE FILTERS | [9 empty] | 44%
| PSU / JUNCTION BOX | 0 | [8 empty] | 44%
107 | [10 empty] | 44%
|  | SELECT PANEL | [8 empty] | 44%
285 |  | SELECT W/W PODS | 0 | [7 empty] | 44%
286 |  | 1 | [8 empty] | 44%
SECTION UNDER 1000mm
ITEM
|  | TYPE | MODEL | WIDTH | LENGTH | HEIGHT | SECTIONS | FLOW RATE
210 | CONFIGURATION | WALL | CANOPY TYPE | [7 empty] | 44%
104 | LIGHTS | LIGHT SELECTION | [8 empty] | 31%
234 | FIRE SUPPRESSION | FIRE SUPPRESSION | [5 empty] | 1 |  |  | 25%
| TANK INSTALL | TANK INSTALL | 1 | [7 empty] | 35%
| SPECIAL WORKS | SELECT WORKS | [8 empty] | 44%
289 | WALL CLADDING | SELECT CLADDING |  | Ex-works, supply only, delivery extra | [6 empty] | 44%
242 | INFILL PANEL |  | m² | Up to 500mm high only. | [6 empty] | 44%
220 | CRATING |  | m³ | [7 empty] | 44%
103 | GREASE FILTERS | [9 empty] | 44%
| PSU / JUNCTION BOX | 0 | [8 empty] | 44%
107 | [10 empty] | 44%
|  | SELECT PANEL | [8 empty] | 44%
285 |  | SELECT W/W PODS | 0 | [7 empty] | 44%
286 |  | 1 | [8 empty] | 44%
SECTION UNDER 1000mm
ITEM
|  | TYPE | MODEL | WIDTH | LENGTH | HEIGHT | SECTIONS | FLOW RATE
210 | CONFIGURATION | WALL | CANOPY TYPE | [7 empty] | 44%
104 | LIGHTS | LIGHT SELECTION | [8 empty] | 31%
234 | FIRE SUPPRESSION | FIRE SUPPRESSION | [5 empty] | 1 |  |  | 25%
| TANK INSTALL | TANK INSTALL | 1 | [7 empty] | 35%
| SPECIAL WORKS | SELECT WORKS | [8 empty] | 44%
289 | WALL CLADDING | SELECT CLADDING |  | Ex-works, supply only, delivery extra | [6 empty] | 44%
242 | INFILL PANEL |  | m² | [7 empty] | 44%
220 | CRATING |  | m³ | [7 empty] | 44%
103 | GREASE FILTERS | [9 empty] | 44%
| PSU / JUNCTION BOX | 0 | [8 empty] | 44%
107 | [10 empty] | 44%
|  | SELECT PANEL | [8 empty] | 44%
285 |  | SELECT W/W PODS | 0 | [7 empty] | 44%
286 |  | 1 | [8 empty] | 44%
SECTION UNDER 1000mm
ITEM
|  | TYPE | MODEL | WIDTH | LENGTH | HEIGHT | SECTIONS | FLOW RATE
210 | CONFIGURATION | WALL | CANOPY TYPE | [7 empty] | 44%
104 | LIGHTS | LIGHT SELECTION | [8 empty] | 31%
234 | FIRE SUPPRESSION | FIRE SUPPRESSION | [5 empty] | 1 |  |  | 25%
| TANK INSTALL | TANK INSTALL | 1 | [7 empty] | 35%
| SPECIAL WORKS | SELECT WORKS | [8 empty] | 44%
289 | WALL CLADDING | SELECT CLADDING |  | Ex-works, supply only, delivery extra | [6 empty] | 44%
242 | INFILL PANEL |  | m² | [7 empty] | 44%
220 | CRATING |  | m³ | [7 empty] | 44%
103 | GREASE FILTERS | [9 empty] | 44%
| PSU / JUNCTION BOX | 0 | [8 empty] | 44%
107 | [10 empty] | 44%
|  | SELECT PANEL | [8 empty] | 44%
285 |  | SELECT W/W PODS | 0 | [7 empty] | 44%
286 |  | 1 | [8 empty] | 44%
SECTION UNDER 1000mm
ITEM
|  | TYPE | MODEL | WIDTH | LENGTH | HEIGHT | SECTIONS | FLOW RATE
210 | CONFIGURATION | WALL | CANOPY TYPE | [7 empty] | 44%
104 | LIGHTS | LIGHT SELECTION | [8 empty] | 31%
234 | FIRE SUPPRESSION | FIRE SUPPRESSION | [5 empty] | 1 |  |  | 25%
| TANK INSTALL | TANK INSTALL | 1 | [7 empty] | 35%
| SPECIAL WORKS | SELECT WORKS | [8 empty] | 44%
289 | WALL CLADDING | SELECT CLADDING |  | Ex-works, supply only, delivery extra | [6 empty] | 44%
242 | INFILL PANEL |  | m² | Up to 500mm high only. | [6 empty] | 44%
220 | CRATING |  | m³ | [7 empty] | 44%
103 | GREASE FILTERS | [9 empty] | 44%
| PSU / JUNCTION BOX | 0 | [8 empty] | 44%
107 | [10 empty] | 44%
|  | SELECT PANEL | [8 empty] | 44%
285 |  | SELECT W/W PODS | 0 | [7 empty] | 44%
286 |  | 1 | [8 empty] | 44%
SECTION UNDER 1000mm
ITEM
|  | TYPE | MODEL | WIDTH | LENGTH | HEIGHT | SECTIONS | FLOW RATE
210 | CONFIGURATION | WALL | CANOPY TYPE | [7 empty] | 44%
104 | LIGHTS | LIGHT SELECTION | [8 empty] | 31%
234 | FIRE SUPPRESSION | FIRE SUPPRESSION | [5 empty] | 1 |  |  | 25%
| TANK INSTALL | TANK INSTALL | 1 | [7 empty] | 35%
| SPECIAL WORKS | SELECT WORKS | [8 empty] | 44%
289 | WALL CLADDING | SELECT CLADDING |  | Ex-works, supply only, delivery extra | [6 empty] | 44%
242 | INFILL PANEL |  | m² | [7 empty] | 44%
220 | CRATING |  | m³ | [7 empty] | 44%
103 | GREASE FILTERS | [9 empty] | 44%
| PSU / JUNCTION BOX | 0 | [8 empty] | 44%
107 | [10 empty] | 44%
|  | SELECT PANEL | [8 empty] | 44%
285 |  | SELECT W/W PODS | 0 | [7 empty] | 44%
286 |  | 1 | [8 empty] | 44%
SECTION UNDER 1000mm
ITEM
|  | TYPE | MODEL | WIDTH | LENGTH | HEIGHT | SECTIONS | FLOW RATE
210 | CONFIGURATION | WALL | CANOPY TYPE | [7 empty] | 44%
104 | LIGHTS | LIGHT SELECTION | [8 empty] | 31%
234 | FIRE SUPPRESSION | FIRE SUPPRESSION | [5 empty] | 1 |  |  | 25%
| TANK INSTALL | TANK INSTALL | 1 | [7 empty] | 35%
| SPECIAL WORKS | SELECT WORKS | [8 empty] | 44%
289 | WALL CLADDING | SELECT CLADDING |  | Ex-works, supply only, delivery extra | [6 empty] | 44%
242 | INFILL PANEL |  | m² | [7 empty] | 44%
220 | CRATING |  | m³ | [7 empty] | 44%
103 | GREASE FILTERS | [9 empty] | 44%
| PSU / JUNCTION BOX | 0 | [8 empty] | 44%
107 | [10 empty] | 44%
|  | SELECT PANEL | [8 empty] | 44%
285 |  | SELECT W/W PODS | 0 | [7 empty] | 44%
286 |  | 1 | [8 empty] | 44%
DELIVERY & INSTALLATION
222 | DELIVERY 1 x 7.5T TAIL LIFT 3200KGS |  | SELECT LOCATION… | CHECK SIZE OF LOAD BEFORE ENTERING QUANTITY | [6 empty] | 33%
257 | PLANT HIRE |  | PLANT SELECTION (weekly) | OR 2.5% OF TOTAL CONTRACT VALUE | [6 empty] | 33%
257 | PLANT HIRE | 1 | PECO LIFT | OR 2.5% OF TOTAL CONTRACT VALUE | [6 empty] | 33% |  |  |  | ALWAYS INCLUDE
222 | ANSUL DELIVERY | 0.5 | SELECT LOCATION… | 0.5 Per Area/System | [6 empty] | 33% |  |  |  | ALWAYS INCLUDE
400 | STRIP OUT |  | PER DAY | [5 empty] | 550 |  | 33%
102 | CONSUMABLES 15(P) + 19(H) |  | PER METER OF CANOPY | [5 empty] | 34 |  | 33%
400 | INDUCTION | 1 | PER PROJECT | [5 empty] | 350 |  | 40% |  |  |  | ALWAYS INCLUDE
400 | LIVE SITE TEST | 1 | INCLUDE FOR ANSUL BUT SHOWN AS A LINE ITEM FOR AMEREX |  |  | JEM's ADHOC DAY RATE |  |  | 550 |  | 40% |  |  |  | ALWAYS INCLUDE
253 | WALL CLADDING INSTALLATION |  | 6M PER DAY | [5 empty] | 550 |  | 33%
253 | OVERNIGHT/ TRAVEL EXPENSES |  | PER NIGHT PER TEAM | [5 empty] | 0 |  | 33%
280 | TEST & COMMISSION |  | ONE Engineer, 2 days per Pollustop,1 days per 3no UV & W/W canopies | [5 empty] | 604 |  | 33%
| GAS INTERLOCK (INSTALLED) |  | MERLIN CT1750 (INCLUDES PRESSURE SWITCH) | [5 empty] | 1029 |  | 33%
| CO SENSOR (SOLID FUEL) |  | MERLIN CH4CO (ELE-683) CARBON MONOXIDE MONITOR | [5 empty] | 210.72 |  | 33%
| CO2 SENSOR (DCKV) |  | MERLIN CO CABON DIOXIDE MONITOR | [5 empty] | 234.9 |  | 33%
284 | BMS FAULT INTERFACE |  | OPTIONAL ITEM Add to all Canary Wharf Projects | [5 empty] | 215 |  | 33%
Office Use Only
Installation cost assumes each pair has their own alps & step ladders
Waterwash control panel does not include for a Touchscreen, if required it needs to be added as an option

## FIRE SUPP - Gound (2)
| Gound - Main Kitchen | [12 empty] | JAN25-19
| Job No. | 35860 |  |  | Project Name | Corus Hotel
| Customer | Colin Tracey (Vision) |  |  | Location | Hyde Park, London
| Sales Manager / Estimator initials | CM/SS |  |  | Date | 02/04/2025 | [6 empty] | Revision No | A
| CURRENCY | 0%
| CURRENCY | % | COMMISSION | [5 empty] | COST | TOTAL COST | GP | Sell | SELL | PROFIT
SECTION UNDER 1000mm
2.07
|  | TYPE | MODEL | WIDTH | LENGTH | HEIGHT | SECTIONS | FLOW RATE
| CONFIGURATION | WALL | CANOPY TYPE | [7 empty] | 44%
104 | LIGHTS | LIGHT SELECTION | [8 empty] | 31%
234 | FIRE SUPPRESSION | 2 TANK SYSTEM | [5 empty] | 1 |  |  | 25%
| TANK INSTALL | 2 TANK | 1 | [7 empty] | 35%
| SPECIAL WORKS | SELECT WORKS | [8 empty] | 44%
289 | WALL CLADDING | SELECT CLADDING |  | Ex-works, supply only, delivery extra | [6 empty] | 44%
242 | INFILL PANEL |  | m² | Up to 500mm high only. | [6 empty] | 44%
220 | CRATING |  | m³ | [7 empty] | 44%
| GREASE FILTERS | [9 empty] | 44%
| PSU / JUNCTION BOX | 0 | [8 empty] | 44%
107 | [10 empty] | 44%
|  | SELECT PANEL | [8 empty] | 44%
285 |  | SELECT W/W PODS | 0 | [7 empty] | 44%
286 |  | 1 | [8 empty] | 44%
SECTION UNDER 1000mm
5.11
|  | TYPE | MODEL | WIDTH | LENGTH | HEIGHT | SECTIONS
210 | CONFIGURATION | WALL | CANOPY TYPE | [7 empty] | 44%
104 | LIGHTS | LIGHT SELECTION | [8 empty] | 31%
234 | FIRE SUPPRESSION | 4 TANK SYSTEM | [5 empty] | 1 |  |  | 25%
| TANK INSTALL | 4 TANK | 1 | [7 empty] | 35%
| SPECIAL WORKS | SELECT WORKS | [8 empty] | 44%
289 | WALL CLADDING | SELECT CLADDING |  | Ex-works, supply only, delivery extra | [6 empty] | 44%
242 | INFILL PANEL |  | m² | Up to 500mm high only. | [6 empty] | 44%
220 | CRATING |  | m³ | [7 empty] | 44%
103 | GREASE FILTERS | [9 empty] | 44%
| PSU / JUNCTION BOX | 0 | [8 empty] | 44%
107 | [10 empty] | 44%
|  | SELECT PANEL | [8 empty] | 44%
285 |  | SELECT W/W PODS | 0 | [7 empty] | 44%
286 |  | 1 | [8 empty] | 44%
SECTION UNDER 1000mm
ITEM
|  | TYPE | MODEL | WIDTH | LENGTH | HEIGHT | SECTIONS | FLOW RATE
210 | CONFIGURATION | WALL | CANOPY TYPE | [7 empty] | 44%
104 | LIGHTS | LIGHT SELECTION | [8 empty] | 31%
234 | FIRE SUPPRESSION | FIRE SUPPRESSION | [5 empty] | 1 |  |  | 25%
| TANK INSTALL | TANK INSTALL | 1 | [7 empty] | 35%
| SPECIAL WORKS | SELECT WORKS | [8 empty] | 44%
289 | WALL CLADDING | SELECT CLADDING |  | Ex-works, supply only, delivery extra | [6 empty] | 44%
242 | INFILL PANEL |  | m² | Up to 500mm high only. | [6 empty] | 44%
220 | CRATING |  | m³ | [7 empty] | 44%
103 | GREASE FILTERS | [9 empty] | 44%
| PSU / JUNCTION BOX | 0 | [8 empty] | 44%
107 | [10 empty] | 44%
|  | SELECT PANEL | [8 empty] | 44%
285 |  | SELECT W/W PODS | 0 | [7 empty] | 44%
286 |  | 1 | [8 empty] | 44%
SECTION UNDER 1000mm
ITEM
|  | TYPE | MODEL | WIDTH | LENGTH | HEIGHT | SECTIONS | FLOW RATE
210 | CONFIGURATION | WALL | CANOPY TYPE | [7 empty] | 44%
104 | LIGHTS | LIGHT SELECTION |  | 100 | [6 empty] | 31%
234 | FIRE SUPPRESSION | FIRE SUPPRESSION | [5 empty] | 1 |  |  | 25%
| TANK INSTALL | TANK INSTALL | 1 | [7 empty] | 35%
| SPECIAL WORKS | SELECT WORKS | [8 empty] | 44%
289 | WALL CLADDING | SELECT CLADDING |  | Ex-works, supply only, delivery extra | [6 empty] | 44%
242 | INFILL PANEL |  | m² | Up to 500mm high only. | [6 empty] | 44%
220 | CRATING |  | m³ | [7 empty] | 44%
103 | GREASE FILTERS | [9 empty] | 44%
| PSU / JUNCTION BOX | 0 | [8 empty] | 44%
107 | [10 empty] | 44%
|  | SELECT PANEL | [8 empty] | 44%
285 |  | SELECT W/W PODS | 0 | [7 empty] | 44%
286 |  | 1 | [8 empty] | 44%
SECTION UNDER 1000mm
ITEM
|  | TYPE | MODEL | WIDTH | LENGTH | HEIGHT | SECTIONS | FLOW RATE
210 | CONFIGURATION | WALL | CANOPY TYPE | [7 empty] | 44%
104 | LIGHTS | LIGHT SELECTION | [8 empty] | 31%
234 | FIRE SUPPRESSION | FIRE SUPPRESSION | [5 empty] | 1 |  |  | 25%
| TANK INSTALL | TANK INSTALL | 1 | [7 empty] | 35%
| SPECIAL WORKS | SELECT WORKS | [8 empty] | 44%
289 | WALL CLADDING | SELECT CLADDING |  | Ex-works, supply only, delivery extra | [6 empty] | 44%
242 | INFILL PANEL |  | m² | Up to 500mm high only. | [6 empty] | 44%
220 | CRATING |  | m³ | [7 empty] | 44%
103 | GREASE FILTERS | [9 empty] | 44%
| PSU / JUNCTION BOX | 0 | [8 empty] | 44%
107 | [10 empty] | 44%
|  | SELECT PANEL | [8 empty] | 44%
285 |  | SELECT W/W PODS | 0 | [7 empty] | 44%
286 |  | 1 | [8 empty] | 44%
SECTION UNDER 1000mm
ITEM
|  | TYPE | MODEL | WIDTH | LENGTH | HEIGHT | SECTIONS | FLOW RATE
210 | CONFIGURATION | WALL | CANOPY TYPE | [7 empty] | 44%
104 | LIGHTS | LIGHT SELECTION | [8 empty] | 31%
234 | FIRE SUPPRESSION | FIRE SUPPRESSION | [5 empty] | 1 |  |  | 25%
| TANK INSTALL | TANK INSTALL | 1 | [7 empty] | 35%
| SPECIAL WORKS | SELECT WORKS | [8 empty] | 44%
289 | WALL CLADDING | SELECT CLADDING |  | Ex-works, supply only, delivery extra | [6 empty] | 44%
242 | INFILL PANEL |  | m² | [7 empty] | 44%
220 | CRATING |  | m³ | [7 empty] | 44%
103 | GREASE FILTERS | [9 empty] | 44%
| PSU / JUNCTION BOX | 0 | [8 empty] | 44%
107 | [10 empty] | 44%
|  | SELECT PANEL | [8 empty] | 44%
285 |  | SELECT W/W PODS | 0 | [7 empty] | 44%
286 |  | 1 | [8 empty] | 44%
SECTION UNDER 1000mm
ITEM
|  | TYPE | MODEL | WIDTH | LENGTH | HEIGHT | SECTIONS | FLOW RATE
210 | CONFIGURATION | WALL | CANOPY TYPE | [7 empty] | 44%
104 | LIGHTS | LIGHT SELECTION | [8 empty] | 31%
234 | FIRE SUPPRESSION | FIRE SUPPRESSION | [5 empty] | 1 |  |  | 25%
| TANK INSTALL | TANK INSTALL | 1 | [7 empty] | 35%
| SPECIAL WORKS | SELECT WORKS | [8 empty] | 44%
289 | WALL CLADDING | SELECT CLADDING |  | Ex-works, supply only, delivery extra | [6 empty] | 44%
242 | INFILL PANEL |  | m² | [7 empty] | 44%
220 | CRATING |  | m³ | [7 empty] | 44%
103 | GREASE FILTERS | [9 empty] | 44%
| PSU / JUNCTION BOX | 0 | [8 empty] | 44%
107 | [10 empty] | 44%
|  | SELECT PANEL | [8 empty] | 44%
285 |  | SELECT W/W PODS | 0 | [7 empty] | 44%
286 |  | 1 | [8 empty] | 44%
SECTION UNDER 1000mm
ITEM
|  | TYPE | MODEL | WIDTH | LENGTH | HEIGHT | SECTIONS | FLOW RATE
210 | CONFIGURATION | WALL | CANOPY TYPE | [7 empty] | 44%
104 | LIGHTS | LIGHT SELECTION | [8 empty] | 31%
234 | FIRE SUPPRESSION | FIRE SUPPRESSION | [5 empty] | 1 |  |  | 25%
| TANK INSTALL | TANK INSTALL | 1 | [7 empty] | 35%
| SPECIAL WORKS | SELECT WORKS | [8 empty] | 44%
289 | WALL CLADDING | SELECT CLADDING |  | Ex-works, supply only, delivery extra | [6 empty] | 44%
242 | INFILL PANEL |  | m² | Up to 500mm high only. | [6 empty] | 44%
220 | CRATING |  | m³ | [7 empty] | 44%
103 | GREASE FILTERS | [9 empty] | 44%
| PSU / JUNCTION BOX | 0 | [8 empty] | 44%
107 | [10 empty] | 44%
|  | SELECT PANEL | [8 empty] | 44%
285 |  | SELECT W/W PODS | 0 | [7 empty] | 44%
286 |  | 1 | [8 empty] | 44%
SECTION UNDER 1000mm
ITEM
|  | TYPE | MODEL | WIDTH | LENGTH | HEIGHT | SECTIONS | FLOW RATE
210 | CONFIGURATION | WALL | CANOPY TYPE | [7 empty] | 44%
104 | LIGHTS | LIGHT SELECTION | [8 empty] | 31%
234 | FIRE SUPPRESSION | FIRE SUPPRESSION | [5 empty] | 1 |  |  | 25%
| TANK INSTALL | TANK INSTALL | 1 | [7 empty] | 35%
| SPECIAL WORKS | SELECT WORKS | [8 empty] | 44%
289 | WALL CLADDING | SELECT CLADDING |  | Ex-works, supply only, delivery extra | [6 empty] | 44%
242 | INFILL PANEL |  | m² | [7 empty] | 44%
220 | CRATING |  | m³ | [7 empty] | 44%
103 | GREASE FILTERS | [9 empty] | 44%
| PSU / JUNCTION BOX | 0 | [8 empty] | 44%
107 | [10 empty] | 44%
|  | SELECT PANEL | [8 empty] | 44%
285 |  | SELECT W/W PODS | 0 | [7 empty] | 44%
286 |  | 1 | [8 empty] | 44%
SECTION UNDER 1000mm
ITEM
|  | TYPE | MODEL | WIDTH | LENGTH | HEIGHT | SECTIONS | FLOW RATE
210 | CONFIGURATION | WALL | CANOPY TYPE | [7 empty] | 44%
104 | LIGHTS | LIGHT SELECTION | [8 empty] | 31%
234 | FIRE SUPPRESSION | FIRE SUPPRESSION | [5 empty] | 1 |  |  | 25%
| TANK INSTALL | TANK INSTALL | 1 | [7 empty] | 35%
| SPECIAL WORKS | SELECT WORKS | [8 empty] | 44%
289 | WALL CLADDING | SELECT CLADDING |  | Ex-works, supply only, delivery extra | [6 empty] | 44%
242 | INFILL PANEL |  | m² | [7 empty] | 44%
220 | CRATING |  | m³ | [7 empty] | 44%
103 | GREASE FILTERS | [9 empty] | 44%
| PSU / JUNCTION BOX | 0 | [8 empty] | 44%
107 | [10 empty] | 44%
|  | SELECT PANEL | [8 empty] | 44%
285 |  | SELECT W/W PODS | 0 | [7 empty] | 44%
286 |  | 1 | [8 empty] | 44%
DELIVERY & INSTALLATION
222 | DELIVERY 1 x 7.5T TAIL LIFT 3200KGS |  | SELECT LOCATION… | CHECK SIZE OF LOAD BEFORE ENTERING QUANTITY | [6 empty] | 33%
257 | PLANT HIRE |  | PLANT SELECTION (weekly) | OR 2.5% OF TOTAL CONTRACT VALUE | [6 empty] | 33%
257 | PLANT HIRE | 1 | PECO LIFT | OR 2.5% OF TOTAL CONTRACT VALUE | [6 empty] | 33% |  |  |  | ALWAYS INCLUDE
222 | ANSUL DELIVERY | 0.5 | SELECT LOCATION… | 0.5 Per Area/System | [6 empty] | 33% |  |  |  | ALWAYS INCLUDE
400 | STRIP OUT |  | PER DAY | [5 empty] | 550 |  | 33%
102 | CONSUMABLES 15(P) + 19(H) |  | PER METER OF CANOPY | [5 empty] | 34 |  | 33%
400 | INDUCTION | 1 | PER PROJECT | [5 empty] | 350 |  | 40% |  |  |  | ALWAYS INCLUDE
400 | LIVE SITE TEST | 1 | INCLUDE FOR ANSUL BUT SHOWN AS A LINE ITEM FOR AMEREX |  |  | JEM's ADHOC DAY RATE |  |  | 550 |  | 40% |  |  |  | ALWAYS INCLUDE
253 | WALL CLADDING INSTALLATION |  | 6M PER DAY | [5 empty] | 550 |  | 33%
253 | OVERNIGHT/ TRAVEL EXPENSES |  | PER NIGHT PER TEAM | [5 empty] | 0 |  | 33%
280 | TEST & COMMISSION |  | ONE Engineer, 2 days per Pollustop,1 days per 3no UV & W/W canopies | [5 empty] | 604 |  | 33%
| GAS INTERLOCK (INSTALLED) |  | MERLIN CT1750 (INCLUDES PRESSURE SWITCH) | [5 empty] | 1029 |  | 33%
| CO SENSOR (SOLID FUEL) |  | MERLIN CH4CO (ELE-683) CARBON MONOXIDE MONITOR | [5 empty] | 210.72 |  | 33%
| CO2 SENSOR (DCKV) |  | MERLIN CO CABON DIOXIDE MONITOR | [5 empty] | 234.9 |  | 33%
284 | BMS FAULT INTERFACE |  | OPTIONAL ITEM Add to all Canary Wharf Projects | [5 empty] | 215 |  | 33%
Office Use Only
Installation cost assumes each pair has their own alps & step ladders
Waterwash control panel does not include for a Touchscreen, if required it needs to be added as an option

## FIRE SUPPRESSION (3) (hidden)
| F24 - 19 CANOPY COST SHEET | [12 empty] | JAN25-19
| Job No. |  |  |  | Project Name
| Customer |  |  |  | Location
| Sales Manager / Estimator initials |  |  |  | Date | [7 empty] | Revision No
| CURRENCY | 0%
| CURRENCY | % | COMMISSION | [5 empty] | COST | TOTAL COST | GP | Sell | SELL | PROFIT
SECTION UNDER 1000mm
ITEM
|  | TYPE | MODEL | WIDTH | LENGTH | HEIGHT | SECTIONS | FLOW RATE
| CONFIGURATION | WALL | CANOPY TYPE | [7 empty] | 44%
104 | LIGHTS | LIGHT SELECTION | [8 empty] | 31%
234 | FIRE SUPPRESSION | FIRE SUPPRESSION | [5 empty] | 1 |  |  | 25%
| TANK INSTALL | TANK INSTALL | 1 | [7 empty] | 35%
| SPECIAL WORKS | SELECT WORKS | [8 empty] | 44%
289 | WALL CLADDING | SELECT CLADDING |  | Ex-works, supply only, delivery extra | [6 empty] | 44%
242 | INFILL PANEL |  | m² | Up to 500mm high only. | [6 empty] | 44%
220 | CRATING |  | m³ | [7 empty] | 44%
| GREASE FILTERS | [9 empty] | 44%
| PSU / JUNCTION BOX | 0 | [8 empty] | 44%
107 | [10 empty] | 44%
|  | SELECT PANEL | [8 empty] | 44%
285 |  | SELECT W/W PODS | 0 | [7 empty] | 44%
286 |  | 1 | [8 empty] | 44%
SECTION UNDER 1000mm
ITEM
|  | TYPE | MODEL | WIDTH | LENGTH | HEIGHT | SECTIONS
210 | CONFIGURATION | WALL | CANOPY TYPE | [7 empty] | 44%
104 | LIGHTS | LIGHT SELECTION | [8 empty] | 31%
234 | FIRE SUPPRESSION | FIRE SUPPRESSION | [5 empty] | 1 |  |  | 25%
| TANK INSTALL | TANK INSTALL | 1 | [7 empty] | 35%
| SPECIAL WORKS | SELECT WORKS | [8 empty] | 44%
289 | WALL CLADDING | SELECT CLADDING |  | Ex-works, supply only, delivery extra | [6 empty] | 44%
242 | INFILL PANEL |  | m² | Up to 500mm high only. | [6 empty] | 44%
220 | CRATING |  | m³ | [7 empty] | 44%
103 | GREASE FILTERS | [9 empty] | 44%
| PSU / JUNCTION BOX | 0 | [8 empty] | 44%
107 | [10 empty] | 44%
|  | SELECT PANEL | [8 empty] | 44%
285 |  | SELECT W/W PODS | 0 | [7 empty] | 44%
286 |  | 1 | [8 empty] | 44%
SECTION UNDER 1000mm
ITEM
|  | TYPE | MODEL | WIDTH | LENGTH | HEIGHT | SECTIONS | FLOW RATE
210 | CONFIGURATION | WALL | CANOPY TYPE | [7 empty] | 44%
104 | LIGHTS | LIGHT SELECTION | [8 empty] | 31%
234 | FIRE SUPPRESSION | FIRE SUPPRESSION | [5 empty] | 1 |  |  | 25%
| TANK INSTALL | TANK INSTALL | 1 | [7 empty] | 35%
| SPECIAL WORKS | SELECT WORKS | [8 empty] | 44%
289 | WALL CLADDING | SELECT CLADDING |  | Ex-works, supply only, delivery extra | [6 empty] | 44%
242 | INFILL PANEL |  | m² | Up to 500mm high only. | [6 empty] | 44%
220 | CRATING |  | m³ | [7 empty] | 44%
103 | GREASE FILTERS | [9 empty] | 44%
| PSU / JUNCTION BOX | 0 | [8 empty] | 44%
107 | [10 empty] | 44%
|  | SELECT PANEL | [8 empty] | 44%
285 |  | SELECT W/W PODS | 0 | [7 empty] | 44%
286 |  | 1 | [8 empty] | 44%
SECTION UNDER 1000mm
ITEM
|  | TYPE | MODEL | WIDTH | LENGTH | HEIGHT | SECTIONS | FLOW RATE
210 | CONFIGURATION | WALL | CANOPY TYPE | [7 empty] | 44%
104 | LIGHTS | LIGHT SELECTION |  | 100 | [6 empty] | 31%
234 | FIRE SUPPRESSION | FIRE SUPPRESSION | [5 empty] | 1 |  |  | 25%
| TANK INSTALL | TANK INSTALL | 1 | [7 empty] | 35%
| SPECIAL WORKS | SELECT WORKS | [8 empty] | 44%
289 | WALL CLADDING | SELECT CLADDING |  | Ex-works, supply only, delivery extra | [6 empty] | 44%
242 | INFILL PANEL |  | m² | Up to 500mm high only. | [6 empty] | 44%
220 | CRATING |  | m³ | [7 empty] | 44%
103 | GREASE FILTERS | [9 empty] | 44%
| PSU / JUNCTION BOX | 0 | [8 empty] | 44%
107 | [10 empty] | 44%
|  | SELECT PANEL | [8 empty] | 44%
285 |  | SELECT W/W PODS | 0 | [7 empty] | 44%
286 |  | 1 | [8 empty] | 44%
SECTION UNDER 1000mm
ITEM
|  | TYPE | MODEL | WIDTH | LENGTH | HEIGHT | SECTIONS | FLOW RATE
210 | CONFIGURATION | WALL | CANOPY TYPE | [7 empty] | 44%
104 | LIGHTS | LIGHT SELECTION | [8 empty] | 31%
234 | FIRE SUPPRESSION | FIRE SUPPRESSION | [5 empty] | 1 |  |  | 25%
| TANK INSTALL | TANK INSTALL | 1 | [7 empty] | 35%
| SPECIAL WORKS | SELECT WORKS | [8 empty] | 44%
289 | WALL CLADDING | SELECT CLADDING |  | Ex-works, supply only, delivery extra | [6 empty] | 44%
242 | INFILL PANEL |  | m² | Up to 500mm high only. | [6 empty] | 44%
220 | CRATING |  | m³ | [7 empty] | 44%
103 | GREASE FILTERS | [9 empty] | 44%
| PSU / JUNCTION BOX | 0 | [8 empty] | 44%
107 | [10 empty] | 44%
|  | SELECT PANEL | [8 empty] | 44%
285 |  | SELECT W/W PODS | 0 | [7 empty] | 44%
286 |  | 1 | [8 empty] | 44%
SECTION UNDER 1000mm
ITEM
|  | TYPE | MODEL | WIDTH | LENGTH | HEIGHT | SECTIONS | FLOW RATE
210 | CONFIGURATION | WALL | CANOPY TYPE | [7 empty] | 44%
104 | LIGHTS | LIGHT SELECTION | [8 empty] | 31%
234 | FIRE SUPPRESSION | FIRE SUPPRESSION | [5 empty] | 1 |  |  | 25%
| TANK INSTALL | TANK INSTALL | 1 | [7 empty] | 35%
| SPECIAL WORKS | SELECT WORKS | [8 empty] | 44%
289 | WALL CLADDING | SELECT CLADDING |  | Ex-works, supply only, delivery extra | [6 empty] | 44%
242 | INFILL PANEL |  | m² | [7 empty] | 44%
220 | CRATING |  | m³ | [7 empty] | 44%
103 | GREASE FILTERS | [9 empty] | 44%
| PSU / JUNCTION BOX | 0 | [8 empty] | 44%
107 | [10 empty] | 44%
|  | SELECT PANEL | [8 empty] | 44%
285 |  | SELECT W/W PODS | 0 | [7 empty] | 44%
286 |  | 1 | [8 empty] | 44%
SECTION UNDER 1000mm
ITEM
|  | TYPE | MODEL | WIDTH | LENGTH | HEIGHT | SECTIONS | FLOW RATE
210 | CONFIGURATION | WALL | CANOPY TYPE | [7 empty] | 44%
104 | LIGHTS | LIGHT SELECTION | [8 empty] | 31%
234 | FIRE SUPPRESSION | FIRE SUPPRESSION | [5 empty] | 1 |  |  | 25%
| TANK INSTALL | TANK INSTALL | 1 | [7 empty] | 35%
| SPECIAL WORKS | SELECT WORKS | [8 empty] | 44%
289 | WALL CLADDING | SELECT CLADDING |  | Ex-works, supply only, delivery extra | [6 empty] | 44%
242 | INFILL PANEL |  | m² | [7 empty] | 44%
220 | CRATING |  | m³ | [7 empty] | 44%
103 | GREASE FILTERS | [9 empty] | 44%
| PSU / JUNCTION BOX | 0 | [8 empty] | 44%
107 | [10 empty] | 44%
|  | SELECT PANEL | [8 empty] | 44%
285 |  | SELECT W/W PODS | 0 | [7 empty] | 44%
286 |  | 1 | [8 empty] | 44%
SECTION UNDER 1000mm
ITEM
|  | TYPE | MODEL | WIDTH | LENGTH | HEIGHT | SECTIONS | FLOW RATE
210 | CONFIGURATION | WALL | CANOPY TYPE | [7 empty] | 44%
104 | LIGHTS | LIGHT SELECTION | [8 empty] | 31%
234 | FIRE SUPPRESSION | FIRE SUPPRESSION | [5 empty] | 1 |  |  | 25%
| TANK INSTALL | TANK INSTALL | 1 | [7 empty] | 35%
| SPECIAL WORKS | SELECT WORKS | [8 empty] | 44%
289 | WALL CLADDING | SELECT CLADDING |  | Ex-works, supply only, delivery extra | [6 empty] | 44%
242 | INFILL PANEL |  | m² | Up to 500mm high only. | [6 empty] | 44%
220 | CRATING |  | m³ | [7 empty] | 44%
103 | GREASE FILTERS | [9 empty] | 44%
| PSU / JUNCTION BOX | 0 | [8 empty] | 44%
107 | [10 empty] | 44%
|  | SELECT PANEL | [8 empty] | 44%
285 |  | SELECT W/W PODS | 0 | [7 empty] | 44%
286 |  | 1 | [8 empty] | 44%
SECTION UNDER 1000mm
ITEM
|  | TYPE | MODEL | WIDTH | LENGTH | HEIGHT | SECTIONS | FLOW RATE
210 | CONFIGURATION | WALL | CANOPY TYPE | [7 empty] | 44%
104 | LIGHTS | LIGHT SELECTION | [8 empty] | 31%
234 | FIRE SUPPRESSION | FIRE SUPPRESSION | [5 empty] | 1 |  |  | 25%
| TANK INSTALL | TANK INSTALL | 1 | [7 empty] | 35%
| SPECIAL WORKS | SELECT WORKS | [8 empty] | 44%
289 | WALL CLADDING | SELECT CLADDING |  | Ex-works, supply only, delivery extra | [6 empty] | 44%
242 | INFILL PANEL |  | m² | [7 empty] | 44%
220 | CRATING |  | m³ | [7 empty] | 44%
103 | GREASE FILTERS | [9 empty] | 44%
| PSU / JUNCTION BOX | 0 | [8 empty] | 44%
107 | [10 empty] | 44%
|  | SELECT PANEL | [8 empty] | 44%
285 |  | SELECT W/W PODS | 0 | [7 empty] | 44%
286 |  | 1 | [8 empty] | 44%
SECTION UNDER 1000mm
ITEM
|  | TYPE | MODEL | WIDTH | LENGTH | HEIGHT | SECTIONS | FLOW RATE
210 | CONFIGURATION | WALL | CANOPY TYPE | [7 empty] | 44%
104 | LIGHTS | LIGHT SELECTION | [8 empty] | 31%
234 | FIRE SUPPRESSION | FIRE SUPPRESSION | [5 empty] | 1 |  |  | 25%
| TANK INSTALL | TANK INSTALL | 1 | [7 empty] | 35%
| SPECIAL WORKS | SELECT WORKS | [8 empty] | 44%
289 | WALL CLADDING | SELECT CLADDING |  | Ex-works, supply only, delivery extra | [6 empty] | 44%
242 | INFILL PANEL |  | m² | [7 empty] | 44%
220 | CRATING |  | m³ | [7 empty] | 44%
103 | GREASE FILTERS | [9 empty] | 44%
| PSU / JUNCTION BOX | 0 | [8 empty] | 44%
107 | [10 empty] | 44%
|  | SELECT PANEL | [8 empty] | 44%
285 |  | SELECT W/W PODS | 0 | [7 empty] | 44%
286 |  | 1 | [8 empty] | 44%
DELIVERY & INSTALLATION
222 | DELIVERY 1 x 7.5T TAIL LIFT 3200KGS |  | SELECT LOCATION… | CHECK SIZE OF LOAD BEFORE ENTERING QUANTITY | [6 empty] | 33%
257 | PLANT HIRE |  | PLANT SELECTION (weekly) | OR 2.5% OF TOTAL CONTRACT VALUE | [6 empty] | 33%
257 | PLANT HIRE | 1 | PECO LIFT | OR 2.5% OF TOTAL CONTRACT VALUE | [6 empty] | 33% |  |  |  | ALWAYS INCLUDE
222 | ANSUL DELIVERY | 0.5 | SELECT LOCATION… | 0.5 Per Area/System | [6 empty] | 33% |  |  |  | ALWAYS INCLUDE
400 | STRIP OUT |  | PER DAY | [5 empty] | 550 |  | 33%
102 | CONSUMABLES 15(P) + 19(H) |  | PER METER OF CANOPY | [5 empty] | 34 |  | 33%
400 | INDUCTION | 1 | PER PROJECT | [5 empty] | 350 |  | 40% |  |  |  | ALWAYS INCLUDE
400 | LIVE SITE TEST | 1 | INCLUDE FOR ANSUL BUT SHOWN AS A LINE ITEM FOR AMEREX |  |  | JEM's ADHOC DAY RATE |  |  | 550 |  | 40% |  |  |  | ALWAYS INCLUDE
253 | WALL CLADDING INSTALLATION |  | 6M PER DAY | [5 empty] | 550 |  | 33%
253 | OVERNIGHT/ TRAVEL EXPENSES |  | PER NIGHT PER TEAM | [5 empty] | 0 |  | 33%
280 | TEST & COMMISSION |  | ONE Engineer, 2 days per Pollustop,1 days per 3no UV & W/W canopies | [5 empty] | 604 |  | 33%
| GAS INTERLOCK (INSTALLED) |  | MERLIN CT1750 (INCLUDES PRESSURE SWITCH) | [5 empty] | 1029 |  | 33%
| CO SENSOR (SOLID FUEL) |  | MERLIN CH4CO (ELE-683) CARBON MONOXIDE MONITOR | [5 empty] | 210.72 |  | 33%
| CO2 SENSOR (DCKV) |  | MERLIN CO CABON DIOXIDE MONITOR | [5 empty] | 234.9 |  | 33%
284 | BMS FAULT INTERFACE |  | OPTIONAL ITEM Add to all Canary Wharf Projects | [5 empty] | 215 |  | 33%
Office Use Only
Installation cost assumes each pair has their own alps & step ladders
Waterwash control panel does not include for a Touchscreen, if required it needs to be added as an option

## FIRE SUPPRESSION (4) (hidden)
| F24 - 19 CANOPY COST SHEET | [12 empty] | JAN25-19
| Job No. |  |  |  | Project Name
| Customer |  |  |  | Location
| Sales Manager / Estimator initials |  |  |  | Date | [7 empty] | Revision No
| CURRENCY | 0%
| CURRENCY | % | COMMISSION | [5 empty] | COST | TOTAL COST | GP | Sell | SELL | PROFIT
SECTION UNDER 1000mm
ITEM
|  | TYPE | MODEL | WIDTH | LENGTH | HEIGHT | SECTIONS | FLOW RATE
| CONFIGURATION | WALL | CANOPY TYPE | [7 empty] | 44%
104 | LIGHTS | LIGHT SELECTION | [8 empty] | 31%
234 | FIRE SUPPRESSION | FIRE SUPPRESSION | [5 empty] | 1 |  |  | 25%
| TANK INSTALL | TANK INSTALL | 1 | [7 empty] | 35%
| SPECIAL WORKS | SELECT WORKS | [8 empty] | 44%
289 | WALL CLADDING | SELECT CLADDING |  | Ex-works, supply only, delivery extra | [6 empty] | 44%
242 | INFILL PANEL |  | m² | Up to 500mm high only. | [6 empty] | 44%
220 | CRATING |  | m³ | [7 empty] | 44%
| GREASE FILTERS | [9 empty] | 44%
| PSU / JUNCTION BOX | 0 | [8 empty] | 44%
107 | [10 empty] | 44%
|  | SELECT PANEL | [8 empty] | 44%
285 |  | SELECT W/W PODS | 0 | [7 empty] | 44%
286 |  | 1 | [8 empty] | 44%
SECTION UNDER 1000mm
ITEM
|  | TYPE | MODEL | WIDTH | LENGTH | HEIGHT | SECTIONS
210 | CONFIGURATION | WALL | CANOPY TYPE | [7 empty] | 44%
104 | LIGHTS | LIGHT SELECTION | [8 empty] | 31%
234 | FIRE SUPPRESSION | FIRE SUPPRESSION | [5 empty] | 1 |  |  | 25%
| TANK INSTALL | TANK INSTALL | 1 | [7 empty] | 35%
| SPECIAL WORKS | SELECT WORKS | [8 empty] | 44%
289 | WALL CLADDING | SELECT CLADDING |  | Ex-works, supply only, delivery extra | [6 empty] | 44%
242 | INFILL PANEL |  | m² | Up to 500mm high only. | [6 empty] | 44%
220 | CRATING |  | m³ | [7 empty] | 44%
103 | GREASE FILTERS | [9 empty] | 44%
| PSU / JUNCTION BOX | 0 | [8 empty] | 44%
107 | [10 empty] | 44%
|  | SELECT PANEL | [8 empty] | 44%
285 |  | SELECT W/W PODS | 0 | [7 empty] | 44%
286 |  | 1 | [8 empty] | 44%
SECTION UNDER 1000mm
ITEM
|  | TYPE | MODEL | WIDTH | LENGTH | HEIGHT | SECTIONS | FLOW RATE
210 | CONFIGURATION | WALL | CANOPY TYPE | [7 empty] | 44%
104 | LIGHTS | LIGHT SELECTION | [8 empty] | 31%
234 | FIRE SUPPRESSION | FIRE SUPPRESSION | [5 empty] | 1 |  |  | 25%
| TANK INSTALL | TANK INSTALL | 1 | [7 empty] | 35%
| SPECIAL WORKS | SELECT WORKS | [8 empty] | 44%
289 | WALL CLADDING | SELECT CLADDING |  | Ex-works, supply only, delivery extra | [6 empty] | 44%
242 | INFILL PANEL |  | m² | Up to 500mm high only. | [6 empty] | 44%
220 | CRATING |  | m³ | [7 empty] | 44%
103 | GREASE FILTERS | [9 empty] | 44%
| PSU / JUNCTION BOX | 0 | [8 empty] | 44%
107 | [10 empty] | 44%
|  | SELECT PANEL | [8 empty] | 44%
285 |  | SELECT W/W PODS | 0 | [7 empty] | 44%
286 |  | 1 | [8 empty] | 44%
SECTION UNDER 1000mm
ITEM
|  | TYPE | MODEL | WIDTH | LENGTH | HEIGHT | SECTIONS | FLOW RATE
210 | CONFIGURATION | WALL | CANOPY TYPE | [7 empty] | 44%
104 | LIGHTS | LIGHT SELECTION |  | 100 | [6 empty] | 31%
234 | FIRE SUPPRESSION | FIRE SUPPRESSION | [5 empty] | 1 |  |  | 25%
| TANK INSTALL | TANK INSTALL | 1 | [7 empty] | 35%
| SPECIAL WORKS | SELECT WORKS | [8 empty] | 44%
289 | WALL CLADDING | SELECT CLADDING |  | Ex-works, supply only, delivery extra | [6 empty] | 44%
242 | INFILL PANEL |  | m² | Up to 500mm high only. | [6 empty] | 44%
220 | CRATING |  | m³ | [7 empty] | 44%
103 | GREASE FILTERS | [9 empty] | 44%
| PSU / JUNCTION BOX | 0 | [8 empty] | 44%
107 | [10 empty] | 44%
|  | SELECT PANEL | [8 empty] | 44%
285 |  | SELECT W/W PODS | 0 | [7 empty] | 44%
286 |  | 1 | [8 empty] | 44%
SECTION UNDER 1000mm
ITEM
|  | TYPE | MODEL | WIDTH | LENGTH | HEIGHT | SECTIONS | FLOW RATE
210 | CONFIGURATION | WALL | CANOPY TYPE | [7 empty] | 44%
104 | LIGHTS | LIGHT SELECTION | [8 empty] | 31%
234 | FIRE SUPPRESSION | FIRE SUPPRESSION | [5 empty] | 1 |  |  | 25%
| TANK INSTALL | TANK INSTALL | 1 | [7 empty] | 35%
| SPECIAL WORKS | SELECT WORKS | [8 empty] | 44%
289 | WALL CLADDING | SELECT CLADDING |  | Ex-works, supply only, delivery extra | [6 empty] | 44%
242 | INFILL PANEL |  | m² | Up to 500mm high only. | [6 empty] | 44%
220 | CRATING |  | m³ | [7 empty] | 44%
103 | GREASE FILTERS | [9 empty] | 44%
| PSU / JUNCTION BOX | 0 | [8 empty] | 44%
107 | [10 empty] | 44%
|  | SELECT PANEL | [8 empty] | 44%
285 |  | SELECT W/W PODS | 0 | [7 empty] | 44%
286 |  | 1 | [8 empty] | 44%
SECTION UNDER 1000mm
ITEM
|  | TYPE | MODEL | WIDTH | LENGTH | HEIGHT | SECTIONS | FLOW RATE
210 | CONFIGURATION | WALL | CANOPY TYPE | [7 empty] | 44%
104 | LIGHTS | LIGHT SELECTION | [8 empty] | 31%
234 | FIRE SUPPRESSION | FIRE SUPPRESSION | [5 empty] | 1 |  |  | 25%
| TANK INSTALL | TANK INSTALL | 1 | [7 empty] | 35%
| SPECIAL WORKS | SELECT WORKS | [8 empty] | 44%
289 | WALL CLADDING | SELECT CLADDING |  | Ex-works, supply only, delivery extra | [6 empty] | 44%
242 | INFILL PANEL |  | m² | [7 empty] | 44%
220 | CRATING |  | m³ | [7 empty] | 44%
103 | GREASE FILTERS | [9 empty] | 44%
| PSU / JUNCTION BOX | 0 | [8 empty] | 44%
107 | [10 empty] | 44%
|  | SELECT PANEL | [8 empty] | 44%
285 |  | SELECT W/W PODS | 0 | [7 empty] | 44%
286 |  | 1 | [8 empty] | 44%
SECTION UNDER 1000mm
ITEM
|  | TYPE | MODEL | WIDTH | LENGTH | HEIGHT | SECTIONS | FLOW RATE
210 | CONFIGURATION | WALL | CANOPY TYPE | [7 empty] | 44%
104 | LIGHTS | LIGHT SELECTION | [8 empty] | 31%
234 | FIRE SUPPRESSION | FIRE SUPPRESSION | [5 empty] | 1 |  |  | 25%
| TANK INSTALL | TANK INSTALL | 1 | [7 empty] | 35%
| SPECIAL WORKS | SELECT WORKS | [8 empty] | 44%
289 | WALL CLADDING | SELECT CLADDING |  | Ex-works, supply only, delivery extra | [6 empty] | 44%
242 | INFILL PANEL |  | m² | [7 empty] | 44%
220 | CRATING |  | m³ | [7 empty] | 44%
103 | GREASE FILTERS | [9 empty] | 44%
| PSU / JUNCTION BOX | 0 | [8 empty] | 44%
107 | [10 empty] | 44%
|  | SELECT PANEL | [8 empty] | 44%
285 |  | SELECT W/W PODS | 0 | [7 empty] | 44%
286 |  | 1 | [8 empty] | 44%
SECTION UNDER 1000mm
ITEM
|  | TYPE | MODEL | WIDTH | LENGTH | HEIGHT | SECTIONS | FLOW RATE
210 | CONFIGURATION | WALL | CANOPY TYPE | [7 empty] | 44%
104 | LIGHTS | LIGHT SELECTION | [8 empty] | 31%
234 | FIRE SUPPRESSION | FIRE SUPPRESSION | [5 empty] | 1 |  |  | 25%
| TANK INSTALL | TANK INSTALL | 1 | [7 empty] | 35%
| SPECIAL WORKS | SELECT WORKS | [8 empty] | 44%
289 | WALL CLADDING | SELECT CLADDING |  | Ex-works, supply only, delivery extra | [6 empty] | 44%
242 | INFILL PANEL |  | m² | Up to 500mm high only. | [6 empty] | 44%
220 | CRATING |  | m³ | [7 empty] | 44%
103 | GREASE FILTERS | [9 empty] | 44%
| PSU / JUNCTION BOX | 0 | [8 empty] | 44%
107 | [10 empty] | 44%
|  | SELECT PANEL | [8 empty] | 44%
285 |  | SELECT W/W PODS | 0 | [7 empty] | 44%
286 |  | 1 | [8 empty] | 44%
SECTION UNDER 1000mm
ITEM
|  | TYPE | MODEL | WIDTH | LENGTH | HEIGHT | SECTIONS | FLOW RATE
210 | CONFIGURATION | WALL | CANOPY TYPE | [7 empty] | 44%
104 | LIGHTS | LIGHT SELECTION | [8 empty] | 31%
234 | FIRE SUPPRESSION | FIRE SUPPRESSION | [5 empty] | 1 |  |  | 25%
| TANK INSTALL | TANK INSTALL | 1 | [7 empty] | 35%
| SPECIAL WORKS | SELECT WORKS | [8 empty] | 44%
289 | WALL CLADDING | SELECT CLADDING |  | Ex-works, supply only, delivery extra | [6 empty] | 44%
242 | INFILL PANEL |  | m² | [7 empty] | 44%
220 | CRATING |  | m³ | [7 empty] | 44%
103 | GREASE FILTERS | [9 empty] | 44%
| PSU / JUNCTION BOX | 0 | [8 empty] | 44%
107 | [10 empty] | 44%
|  | SELECT PANEL | [8 empty] | 44%
285 |  | SELECT W/W PODS | 0 | [7 empty] | 44%
286 |  | 1 | [8 empty] | 44%
SECTION UNDER 1000mm
ITEM
|  | TYPE | MODEL | WIDTH | LENGTH | HEIGHT | SECTIONS | FLOW RATE
210 | CONFIGURATION | WALL | CANOPY TYPE | [7 empty] | 44%
104 | LIGHTS | LIGHT SELECTION | [8 empty] | 31%
234 | FIRE SUPPRESSION | FIRE SUPPRESSION | [5 empty] | 1 |  |  | 25%
| TANK INSTALL | TANK INSTALL | 1 | [7 empty] | 35%
| SPECIAL WORKS | SELECT WORKS | [8 empty] | 44%
289 | WALL CLADDING | SELECT CLADDING |  | Ex-works, supply only, delivery extra | [6 empty] | 44%
242 | INFILL PANEL |  | m² | [7 empty] | 44%
220 | CRATING |  | m³ | [7 empty] | 44%
103 | GREASE FILTERS | [9 empty] | 44%
| PSU / JUNCTION BOX | 0 | [8 empty] | 44%
107 | [10 empty] | 44%
|  | SELECT PANEL | [8 empty] | 44%
285 |  | SELECT W/W PODS | 0 | [7 empty] | 44%
286 |  | 1 | [8 empty] | 44%
DELIVERY & INSTALLATION
222 | DELIVERY 1 x 7.5T TAIL LIFT 3200KGS |  | SELECT LOCATION… | CHECK SIZE OF LOAD BEFORE ENTERING QUANTITY | [6 empty] | 33%
257 | PLANT HIRE |  | PLANT SELECTION (weekly) | OR 2.5% OF TOTAL CONTRACT VALUE | [6 empty] | 33%
257 | PLANT HIRE | 1 | PECO LIFT | OR 2.5% OF TOTAL CONTRACT VALUE | [6 empty] | 33% |  |  |  | ALWAYS INCLUDE
222 | ANSUL DELIVERY | 0.5 | SELECT LOCATION… | 0.5 Per Area/System | [6 empty] | 33% |  |  |  | ALWAYS INCLUDE
400 | STRIP OUT |  | PER DAY | [5 empty] | 550 |  | 33%
102 | CONSUMABLES 15(P) + 19(H) |  | PER METER OF CANOPY | [5 empty] | 34 |  | 33%
400 | INDUCTION | 1 | PER PROJECT | [5 empty] | 350 |  | 40% |  |  |  | ALWAYS INCLUDE
400 | LIVE SITE TEST | 1 | INCLUDE FOR ANSUL BUT SHOWN AS A LINE ITEM FOR AMEREX |  |  | JEM's ADHOC DAY RATE |  |  | 550 |  | 40% |  |  |  | ALWAYS INCLUDE
253 | WALL CLADDING INSTALLATION |  | 6M PER DAY | [5 empty] | 550 |  | 33%
253 | OVERNIGHT/ TRAVEL EXPENSES |  | PER NIGHT PER TEAM | [5 empty] | 0 |  | 33%
280 | TEST & COMMISSION |  | ONE Engineer, 2 days per Pollustop,1 days per 3no UV & W/W canopies | [5 empty] | 604 |  | 33%
| GAS INTERLOCK (INSTALLED) |  | MERLIN CT1750 (INCLUDES PRESSURE SWITCH) | [5 empty] | 1029 |  | 33%
| CO SENSOR (SOLID FUEL) |  | MERLIN CH4CO (ELE-683) CARBON MONOXIDE MONITOR | [5 empty] | 210.72 |  | 33%
| CO2 SENSOR (DCKV) |  | MERLIN CO CABON DIOXIDE MONITOR | [5 empty] | 234.9 |  | 33%
284 | BMS FAULT INTERFACE |  | OPTIONAL ITEM Add to all Canary Wharf Projects | [5 empty] | 215 |  | 33%
Office Use Only
Installation cost assumes each pair has their own alps & step ladders
Waterwash control panel does not include for a Touchscreen, if required it needs to be added as an option

## FIRE SUPPRESSION (hidden)
| F24 - 19 CANOPY COST SHEET | [12 empty] | JAN25-19
| Job No. |  |  |  | Project Name
| Customer |  |  |  | Location
| Sales Manager / Estimator initials |  |  |  | Date | [7 empty] | Revision No
| CURRENCY | 0%
| CURRENCY | % | COMMISSION | [5 empty] | COST | TOTAL COST | GP | Sell | SELL | PROFIT
SECTION UNDER 1000mm
ITEM
|  | TYPE | MODEL | WIDTH | LENGTH | HEIGHT | SECTIONS | FLOW RATE
| CONFIGURATION | WALL | CANOPY TYPE | [7 empty] | 44%
104 | LIGHTS | LIGHT SELECTION | [8 empty] | 31%
234 | FIRE SUPPRESSION | FIRE SUPPRESSION | [5 empty] | 1 |  |  | 25%
| TANK INSTALL | TANK INSTALL | 1 | [7 empty] | 35%
| SPECIAL WORKS | SELECT WORKS | [8 empty] | 44%
289 | WALL CLADDING | SELECT CLADDING |  | Ex-works, supply only, delivery extra | [6 empty] | 44%
242 | INFILL PANEL |  | m² | Up to 500mm high only. | [6 empty] | 44%
220 | CRATING |  | m³ | [7 empty] | 44%
| GREASE FILTERS | [9 empty] | 44%
| PSU / JUNCTION BOX | 0 | [8 empty] | 44%
107 | [10 empty] | 44%
|  | SELECT PANEL | [8 empty] | 44%
285 |  | SELECT W/W PODS | 0 | [7 empty] | 44%
286 |  | 1 | [8 empty] | 44%
SECTION UNDER 1000mm
ITEM
|  | TYPE | MODEL | WIDTH | LENGTH | HEIGHT | SECTIONS
210 | CONFIGURATION | WALL | CANOPY TYPE | [7 empty] | 44%
104 | LIGHTS | LIGHT SELECTION | [8 empty] | 31%
234 | FIRE SUPPRESSION | FIRE SUPPRESSION | [5 empty] | 1 |  |  | 25%
| TANK INSTALL | TANK INSTALL | 1 | [7 empty] | 35%
| SPECIAL WORKS | SELECT WORKS | [8 empty] | 44%
289 | WALL CLADDING | SELECT CLADDING |  | Ex-works, supply only, delivery extra | [6 empty] | 44%
242 | INFILL PANEL |  | m² | Up to 500mm high only. | [6 empty] | 44%
220 | CRATING |  | m³ | [7 empty] | 44%
103 | GREASE FILTERS | [9 empty] | 44%
| PSU / JUNCTION BOX | 0 | [8 empty] | 44%
107 | [10 empty] | 44%
|  | SELECT PANEL | [8 empty] | 44%
285 |  | SELECT W/W PODS | 0 | [7 empty] | 44%
286 |  | 1 | [8 empty] | 44%
SECTION UNDER 1000mm
ITEM
|  | TYPE | MODEL | WIDTH | LENGTH | HEIGHT | SECTIONS | FLOW RATE
210 | CONFIGURATION | WALL | CANOPY TYPE | [7 empty] | 44%
104 | LIGHTS | LIGHT SELECTION | [8 empty] | 31%
234 | FIRE SUPPRESSION | FIRE SUPPRESSION | [5 empty] | 1 |  |  | 25%
| TANK INSTALL | TANK INSTALL | 1 | [7 empty] | 35%
| SPECIAL WORKS | SELECT WORKS | [8 empty] | 44%
289 | WALL CLADDING | SELECT CLADDING |  | Ex-works, supply only, delivery extra | [6 empty] | 44%
242 | INFILL PANEL |  | m² | Up to 500mm high only. | [6 empty] | 44%
220 | CRATING |  | m³ | [7 empty] | 44%
103 | GREASE FILTERS | [9 empty] | 44%
| PSU / JUNCTION BOX | 0 | [8 empty] | 44%
107 | [10 empty] | 44%
|  | SELECT PANEL | [8 empty] | 44%
285 |  | SELECT W/W PODS | 0 | [7 empty] | 44%
286 |  | 1 | [8 empty] | 44%
SECTION UNDER 1000mm
ITEM
|  | TYPE | MODEL | WIDTH | LENGTH | HEIGHT | SECTIONS | FLOW RATE
210 | CONFIGURATION | WALL | CANOPY TYPE | [7 empty] | 44%
104 | LIGHTS | LIGHT SELECTION |  | 100 | [6 empty] | 31%
234 | FIRE SUPPRESSION | FIRE SUPPRESSION | [5 empty] | 1 |  |  | 25%
| TANK INSTALL | TANK INSTALL | 1 | [7 empty] | 35%
| SPECIAL WORKS | SELECT WORKS | [8 empty] | 44%
289 | WALL CLADDING | SELECT CLADDING |  | Ex-works, supply only, delivery extra | [6 empty] | 44%
242 | INFILL PANEL |  | m² | Up to 500mm high only. | [6 empty] | 44%
220 | CRATING |  | m³ | [7 empty] | 44%
103 | GREASE FILTERS | [9 empty] | 44%
| PSU / JUNCTION BOX | 0 | [8 empty] | 44%
107 | [10 empty] | 44%
|  | SELECT PANEL | [8 empty] | 44%
285 |  | SELECT W/W PODS | 0 | [7 empty] | 44%
286 |  | 1 | [8 empty] | 44%
SECTION UNDER 1000mm
ITEM
|  | TYPE | MODEL | WIDTH | LENGTH | HEIGHT | SECTIONS | FLOW RATE
210 | CONFIGURATION | WALL | CANOPY TYPE | [7 empty] | 44%
104 | LIGHTS | LIGHT SELECTION | [8 empty] | 31%
234 | FIRE SUPPRESSION | FIRE SUPPRESSION | [5 empty] | 1 |  |  | 25%
| TANK INSTALL | TANK INSTALL | 1 | [7 empty] | 35%
| SPECIAL WORKS | SELECT WORKS | [8 empty] | 44%
289 | WALL CLADDING | SELECT CLADDING |  | Ex-works, supply only, delivery extra | [6 empty] | 44%
242 | INFILL PANEL |  | m² | Up to 500mm high only. | [6 empty] | 44%
220 | CRATING |  | m³ | [7 empty] | 44%
103 | GREASE FILTERS | [9 empty] | 44%
| PSU / JUNCTION BOX | 0 | [8 empty] | 44%
107 | [10 empty] | 44%
|  | SELECT PANEL | [8 empty] | 44%
285 |  | SELECT W/W PODS | 0 | [7 empty] | 44%
286 |  | 1 | [8 empty] | 44%
SECTION UNDER 1000mm
ITEM
|  | TYPE | MODEL | WIDTH | LENGTH | HEIGHT | SECTIONS | FLOW RATE
210 | CONFIGURATION | WALL | CANOPY TYPE | [7 empty] | 44%
104 | LIGHTS | LIGHT SELECTION | [8 empty] | 31%
234 | FIRE SUPPRESSION | FIRE SUPPRESSION | [5 empty] | 1 |  |  | 25%
| TANK INSTALL | TANK INSTALL | 1 | [7 empty] | 35%
| SPECIAL WORKS | SELECT WORKS | [8 empty] | 44%
289 | WALL CLADDING | SELECT CLADDING |  | Ex-works, supply only, delivery extra | [6 empty] | 44%
242 | INFILL PANEL |  | m² | [7 empty] | 44%
220 | CRATING |  | m³ | [7 empty] | 44%
103 | GREASE FILTERS | [9 empty] | 44%
| PSU / JUNCTION BOX | 0 | [8 empty] | 44%
107 | [10 empty] | 44%
|  | SELECT PANEL | [8 empty] | 44%
285 |  | SELECT W/W PODS | 0 | [7 empty] | 44%
286 |  | 1 | [8 empty] | 44%
SECTION UNDER 1000mm
ITEM
|  | TYPE | MODEL | WIDTH | LENGTH | HEIGHT | SECTIONS | FLOW RATE
210 | CONFIGURATION | WALL | CANOPY TYPE | [7 empty] | 44%
104 | LIGHTS | LIGHT SELECTION | [8 empty] | 31%
234 | FIRE SUPPRESSION | FIRE SUPPRESSION | [5 empty] | 1 |  |  | 25%
| TANK INSTALL | TANK INSTALL | 1 | [7 empty] | 35%
| SPECIAL WORKS | SELECT WORKS | [8 empty] | 44%
289 | WALL CLADDING | SELECT CLADDING |  | Ex-works, supply only, delivery extra | [6 empty] | 44%
242 | INFILL PANEL |  | m² | [7 empty] | 44%
220 | CRATING |  | m³ | [7 empty] | 44%
103 | GREASE FILTERS | [9 empty] | 44%
| PSU / JUNCTION BOX | 0 | [8 empty] | 44%
107 | [10 empty] | 44%
|  | SELECT PANEL | [8 empty] | 44%
285 |  | SELECT W/W PODS | 0 | [7 empty] | 44%
286 |  | 1 | [8 empty] | 44%
SECTION UNDER 1000mm
ITEM
|  | TYPE | MODEL | WIDTH | LENGTH | HEIGHT | SECTIONS | FLOW RATE
210 | CONFIGURATION | WALL | CANOPY TYPE | [7 empty] | 44%
104 | LIGHTS | LIGHT SELECTION | [8 empty] | 31%
234 | FIRE SUPPRESSION | FIRE SUPPRESSION | [5 empty] | 1 |  |  | 25%
| TANK INSTALL | TANK INSTALL | 1 | [7 empty] | 35%
| SPECIAL WORKS | SELECT WORKS | [8 empty] | 44%
289 | WALL CLADDING | SELECT CLADDING |  | Ex-works, supply only, delivery extra | [6 empty] | 44%
242 | INFILL PANEL |  | m² | Up to 500mm high only. | [6 empty] | 44%
220 | CRATING |  | m³ | [7 empty] | 44%
103 | GREASE FILTERS | [9 empty] | 44%
| PSU / JUNCTION BOX | 0 | [8 empty] | 44%
107 | [10 empty] | 44%
|  | SELECT PANEL | [8 empty] | 44%
285 |  | SELECT W/W PODS | 0 | [7 empty] | 44%
286 |  | 1 | [8 empty] | 44%
SECTION UNDER 1000mm
ITEM
|  | TYPE | MODEL | WIDTH | LENGTH | HEIGHT | SECTIONS | FLOW RATE
210 | CONFIGURATION | WALL | CANOPY TYPE | [7 empty] | 44%
104 | LIGHTS | LIGHT SELECTION | [8 empty] | 31%
234 | FIRE SUPPRESSION | FIRE SUPPRESSION | [5 empty] | 1 |  |  | 25%
| TANK INSTALL | TANK INSTALL | 1 | [7 empty] | 35%
| SPECIAL WORKS | SELECT WORKS | [8 empty] | 44%
289 | WALL CLADDING | SELECT CLADDING |  | Ex-works, supply only, delivery extra | [6 empty] | 44%
242 | INFILL PANEL |  | m² | [7 empty] | 44%
220 | CRATING |  | m³ | [7 empty] | 44%
103 | GREASE FILTERS | [9 empty] | 44%
| PSU / JUNCTION BOX | 0 | [8 empty] | 44%
107 | [10 empty] | 44%
|  | SELECT PANEL | [8 empty] | 44%
285 |  | SELECT W/W PODS | 0 | [7 empty] | 44%
286 |  | 1 | [8 empty] | 44%
SECTION UNDER 1000mm
ITEM
|  | TYPE | MODEL | WIDTH | LENGTH | HEIGHT | SECTIONS | FLOW RATE
210 | CONFIGURATION | WALL | CANOPY TYPE | [7 empty] | 44%
104 | LIGHTS | LIGHT SELECTION | [8 empty] | 31%
234 | FIRE SUPPRESSION | FIRE SUPPRESSION | [5 empty] | 1 |  |  | 25%
| TANK INSTALL | TANK INSTALL | 1 | [7 empty] | 35%
| SPECIAL WORKS | SELECT WORKS | [8 empty] | 44%
289 | WALL CLADDING | SELECT CLADDING |  | Ex-works, supply only, delivery extra | [6 empty] | 44%
242 | INFILL PANEL |  | m² | [7 empty] | 44%
220 | CRATING |  | m³ | [7 empty] | 44%
103 | GREASE FILTERS | [9 empty] | 44%
| PSU / JUNCTION BOX | 0 | [8 empty] | 44%
107 | [10 empty] | 44%
|  | SELECT PANEL | [8 empty] | 44%
285 |  | SELECT W/W PODS | 0 | [7 empty] | 44%
286 |  | 1 | [8 empty] | 44%
DELIVERY & INSTALLATION
222 | DELIVERY 1 x 7.5T TAIL LIFT 3200KGS |  | SELECT LOCATION… | CHECK SIZE OF LOAD BEFORE ENTERING QUANTITY | [6 empty] | 33%
257 | PLANT HIRE |  | PLANT SELECTION (weekly) | OR 2.5% OF TOTAL CONTRACT VALUE | [6 empty] | 33%
257 | PLANT HIRE | 1 | PECO LIFT | OR 2.5% OF TOTAL CONTRACT VALUE | [6 empty] | 33% |  |  |  | ALWAYS INCLUDE
222 | ANSUL DELIVERY | 0.5 | SELECT LOCATION… | 0.5 Per Area/System | [6 empty] | 33% |  |  |  | ALWAYS INCLUDE
400 | STRIP OUT |  | PER DAY | [5 empty] | 550 |  | 33%
102 | CONSUMABLES 15(P) + 19(H) |  | PER METER OF CANOPY | [5 empty] | 34 |  | 33%
400 | INDUCTION | 1 | PER PROJECT | [5 empty] | 350 |  | 40% |  |  |  | ALWAYS INCLUDE
400 | LIVE SITE TEST | 1 | INCLUDE FOR ANSUL BUT SHOWN AS A LINE ITEM FOR AMEREX |  |  | JEM's ADHOC DAY RATE |  |  | 550 |  | 40% |  |  |  | ALWAYS INCLUDE
253 | WALL CLADDING INSTALLATION |  | 6M PER DAY | [5 empty] | 550 |  | 33%
253 | OVERNIGHT/ TRAVEL EXPENSES |  | PER NIGHT PER TEAM | [5 empty] | 0 |  | 33%
280 | TEST & COMMISSION |  | ONE Engineer, 2 days per Pollustop,1 days per 3no UV & W/W canopies | [5 empty] | 604 |  | 33%
| GAS INTERLOCK (INSTALLED) |  | MERLIN CT1750 (INCLUDES PRESSURE SWITCH) | [5 empty] | 1029 |  | 33%
| CO SENSOR (SOLID FUEL) |  | MERLIN CH4CO (ELE-683) CARBON MONOXIDE MONITOR | [5 empty] | 210.72 |  | 33%
| CO2 SENSOR (DCKV) |  | MERLIN CO CABON DIOXIDE MONITOR | [5 empty] | 234.9 |  | 33%
284 | BMS FAULT INTERFACE |  | OPTIONAL ITEM Add to all Canary Wharf Projects | [5 empty] | 215 |  | 33%
Office Use Only
Installation cost assumes each pair has their own alps & step ladders
Waterwash control panel does not include for a Touchscreen, if required it needs to be added as an option

## SDU (hidden)
| F24-19 SERVICE DISTRIBUTION UNIT COST | [8 empty] | JAN25-19
| Job No. |  |  | Project Name
| Customer |  |  | Location
| Sales Manager / Estimator initials |  |  | Date |  |  |  |  | Revision No |  |  |  | GP SHOULD BE MINIMUM 40%
CURRENCY
| CURRENCY | % | COMMISSION |  | COST | TOTAL COST | GP | SELL | SELL | PROFIT
| CARCASS | QTY | SIZE | HRS | [9 empty] | MCB WAYS | 3ph
270 | RISER ELECTRICAL INC MCB |  | 850X300X2100 |  |  |  | 40% | [7 empty] | KW | 0
270 | RISER ELECTRICAL INC MCB |  | 850X300X3000 |  |  |  | 40% | [7 empty] | V | 400
270 | RISER ISOLATORS ONLY |  | 400X300X1200 |  |  |  | 40% | [7 empty] | Amp
270 | RISER ISOLATORS ONLY |  | 400X300X2100 |  |  |  | 40%
270 | RISER ISOLATORS ONLY |  | 400X300X3000 |  |  |  | 40%
270 | RISER MECHANICAL |  | 400X300X1200 |  |  |  | 40%
270 | RISER MECHANICAL |  | 400X300X2100 |  |  |  | 40%
270 | RISER MECHANICAL |  | 400X300X3000 |  |  |  | 40%
270 | RISER COMBINED M&E |  | 1200X300X1200 |  |  |  | 40%
270 | RISER COMBINED M&E |  | 1200X300X2100 |  |  |  | 40%
270 | RISER COMBINED M&E |  | 1200X300X3000 |  |  |  | 40%
| BIM/REVIT | 1 | DESIGN |  | 50 |  | 44% | [5 empty] | ALWAYS INCLUDE
268 | RACEWAY |  | 0-1100MM |  |  |  | 40%
268 | RACEWAY |  | 1101MM-2300MM |  |  |  | 40%
268 | RACEWAY |  | 2301MM-3000MM |  |  |  | 40%
268 | PEDESTAL LEG | [5 empty] | 40%
268 | POT RACK (TUBULAR) |  | SINGLE SIDED UP TO 1200MM |  |  |  | 40%
268 | POT RACK (SOLID) |  | SINGLE SIDED UP TO 1200MM |  |  |  | 40%
268 | SALAMANDER SUPPORT | [5 empty] | 40%
| ELECTRICAL | [9 empty] | Size factor | TOTAL
266 | MCB | [5 empty] | 37%
266 | REMOTE RCO & HOUSING | [5 empty] | 37%
266 | [6 empty] | 37%
266 | SHUNT TRIP + KO | [5 empty] | 37% | [5 empty] | On Request for Schneider ONLY - Shunt is included in the ABB costs that we curerently use as advised by S.Steers
266 | ADDITIONAL KO | [5 empty] | 37%
266 | ISO/OUTLET (NO MCB) 01 | [5 empty] | 37%
266 | ISO/OUTLET (NO MCB) 02 | [5 empty] | 37%
| ISO/OUTLET (NO MCB) 03 | [5 empty] | 37%
| ISO/OUTLET (NO MCB) 04 | [5 empty] | 37%
| ISO/OUTLET (NO MCB) 05 | [5 empty] | 37%
| ISO/OUTLET (NO MCB) 06 | [5 empty] | 37%
| ISO/OUTLET (NO MCB) 07 | [5 empty] | 37%
| ISO/OUTLET (NO MCB) 08 | [5 empty] | 37%
266 | ISO/ OUTLET (MCB) 01 | [5 empty] | 37%
| ISO/ OUTLET (MCB) 02 | [5 empty] | 37%
| ISO/ OUTLET (MCB) 03 | [5 empty] | 37%
| ISO/ OUTLET (MCB) 04 | [5 empty] | 37%
| ISO/ OUTLET (MCB) 05 | [5 empty] | 37%
| ISO/ OUTLET (MCB) 06 | [5 empty] | 37%
| ISO/ OUTLET (MCB) 07 | [5 empty] | 37%
266 | ISO/ OUTLET (MCB) 08 | [5 empty] | 37%
266 | [6 empty] | 37%
266 | [6 empty] | 37%
266 | [6 empty] | 37%
266 | [6 empty] | 37%
266 | [6 empty] | 37%
266 | [6 empty] | 37%
266 | [6 empty] | 37%
266 | [6 empty] | 37%
266 | RING MAIN |  | INC 2NO SSO |  |  |  | 37%
266 | ADDITIONAL SSO | [5 empty] | 37%
266 | BS 6173 |  | GAS INTERLOCK EX-WORKS |  |  |  | 37%
266 | RING MAIN |  | INC 2NO SSO WITH MCB |  |  |  | 37%
GAS (MF MECH)
269 | GAS MANIFOLD |  | 50MM UP TO 6M |  |  |  | 37%
269 | GAS MANIFOLD |  | 40MM UP TO 6M |  |  |  | 37%
269 | GAS MANIFOLD |  | 32MM UP TO 6M |  |  |  | 37%
269 | GAS MANIFOLD |  | 25MM UP TO 6M |  |  |  | 37%
269 | GAS CONNECTION |  | 15MM |  |  |  | 37%
269 | GAS CONNECTION |  | 20MM |  |  |  | 37%
269 | GAS CONNECTION |  | 25MM |  |  |  | 37%
269 | GAS CONNECTION |  | 32MM |  |  |  | 37%
269 | GAS SOLONOID VALVE |  | 25MM |  |  |  | 37%
269 | GAS SOLONOID VALVE |  | 32MM |  |  |  | 37%
269 | GAS SOLONOD VALVE |  | 40MM |  |  |  | 37%
269 | GAS SOLONOID VALVE |  | 50MM |  |  |  | 37%
WATER (MF MECH)
269 | CWS MANIFOLD |  | 28MM UP TO 6M |  |  |  | 37%
269 | CWS MANIFOLD |  | 22MM UP TO 6M |  |  |  | 37%
269 | CWS MANIFOLD |  | 15MM UP TO 6M |  |  |  | 37%
269 | HWS MANIFOLD |  | 22/15MM UP TO 6M |  |  |  | 37%
269 | WATER CONNECTION |  | 15MM |  |  |  | 37%
269 | WATER CONNECTION |  | 22MM |  |  |  | 37%
269 | WATER CONNECTION |  | 28MM |  |  |  | 37%
269 | INSULATION |  | PER METRE |  |  |  | 37%
269 | TAPS (FAUCETS) |  | MECSERFLEX B-594 |  |  |  | 37%
DELIVERY & INSTALLATION
220 | DELIVERY x 1.5 for multple loads | [5 empty] | 33%
222 | DELIVERY C/W CANOPY |  | SELECT LOCATION… |  |  |  | 33%
265 | INSTALLATION |  | CARCASS |  | 610 |  | 40%
267 | INSTALLATION |  | M&E SERVICES/Pre Commission from Service |  | 610 |  | 40%
253 | OVERNIGHT | [5 empty] | 33%
102 | CONSUMABLES | [5 empty] | 33%
280 | SITE LIVE TEST |  | OPTION |  | 604 |  | 33%
Office Use Only
268 | Carcass Total
270 | Services Total
266 | Delivery Total
269 | TOTAL (rounded)
280 | Include live test

## SDU (2) (hidden)
SERVICE DISTRIBUTION UNIT COST
| Job No. |  |  |  | Project Name
| Customer |  |  |  | Location
| Sales Manager / Estimator initials |  |  |  | Date |  |  |  | Revision No
CURRENCY
| CURRENCY | % | COMMISSION |  | COST | TOTAL COST | GP | SELL | SELL | PROFIT
| CARCASS | QTY | SIZE | HRS
270 | RISER ELECTRICAL INC MCB |  | 800X300X2100 | 15 |  |  | 44%
270 | RISER ELECTRICAL INC MCB |  | 800X300X3000 | 15 |  |  | 44%
270 | RISER ISOLATORS ONLY |  | 400X300X1200 | 12 |  |  | 44%
270 | RISER ISOLATORS ONLY |  | 400X300X2100 | 13 |  |  | 44%
270 | RISER ISOLATORS ONLY |  | 400X300X3000 | 13 |  |  | 44%
270 | RISER MECHANICAL |  | 400X300X1200 | 9 |  |  | 44%
270 | RISER MECHANICAL |  | 400X300X2100 | 10 |  |  | 44%
270 | RISER MECHANICAL |  | 400X300X3000 | 10 |  |  | 44%
270 | RISER COMBINED M&E |  | 1200X300X1200 | 12 |  |  | 44%
270 | RISER COMBINED M&E |  | 1200X300X2100 | 13 |  |  | 44%
270 | RISER COMBINED M&E |  | 1200X300X3000 | 13 |  |  | 44%
268 | RACEWAY |  | 0-1100MM | 12 |  |  | 44%
268 | RACEWAY |  | 1101MM-2300MM | 14 |  |  | 44%
268 | RACEWAY |  | 2301MM-3000MM | 16 |  |  | 44%
268 | PEDESTAL LEG |  |  | 3 |  |  | 44%
268 | POT RACK (TUBULAR) |  | SINGLE SIDED UP TO 1200MM | 6 |  |  | 44%
268 | POT RACK (SOLID) |  | SINGLE SIDED UP TO 1200MM | 3 |  |  | 44%
268 | SALAMANDER SUPPORT |  |  | 3 |  |  | 44%
ELECTRICAL
266 | MCB 8 WAY |  | 125AMP |  |  |  | 37% |  |  |  | 3ph
266 | MCB 8 WAY |  | 225AMP |  |  |  | 37% |  |  |  | KW
266 | MCB 12WAY |  | 225AMP |  |  |  | 37% |  |  |  | V | 400
266 | SHUNT TRIP + KO | [5 empty] | 37% |  |  |  | Amp
266 | ADDITIONAL KO | [5 empty] | 37%
266 | 1-PHASE ISOLATOR/OUTLET |  | 16AMP WITHOUT MCB |  |  |  | 37%
266 | 1-PHASE ISOLATOR/OUTLET |  | 32AMP WITHOUT MCB |  |  |  | 37%
266 | 3-PHASE ISOLATOR/OUTLET |  | 16AMP WTHOUT MCB |  |  |  | 37%
266 | 3-PHASE ISOLATOR/OUTLET |  | 32AMP WITHOUT MCB |  |  |  | 37%
266 | 3-PHASE ISOLATOR/OUTLET |  | 63AMP WITHOUT MCB |  |  |  | 37%
266 | 3-PHASE ISOLATOR/OUTLET |  | 125AMP WITHOUT MCB |  |  |  | 37%
266 | 1-PHASE ISOLATOR/OUTLET |  | 16AMP WITH MCB |  |  |  | 37%
266 | 1-PHASE ISOLATOR/OUTLET |  | 32AMP WITH MCB |  |  |  | 37%
266 | 3-PHASE ISOLATOR/OUTLET |  | 16AMP WITH MCB |  |  |  | 37%
266 | 3-PHASE ISOLATOR/OUTLET |  | 32AMP WITH MCB |  |  |  | 37%
266 | 3-PHASE ISOLATOR/OUTLET |  | 63AMP WITH MCB |  |  |  | 37%
266 | 3-PHASE ISOLATOR/OUTLET |  | 125AMP WITH MCB |  |  |  | 37%
266 | RING MAIN |  | INC 2NO SSO |  |  |  | 37%
266 | ADDITIONAL SSO | [5 empty] | 37%
266 | BS 6173 |  | GAS INTERLOCK EX-WORKS |  |  |  | 37%
266 | RING MAIN |  | INC 2NO SSO WITH MCB |  |  |  | 37%
GAS (MF MECH)
269 | GAS MANIFOLD |  | 50MM UP TO 6M |  |  |  | 37%
269 | GAS MANIFOLD |  | 40MM UP TO 6M |  |  |  | 37%
269 | GAS MANIFOLD |  | 32MM UP TO 6M |  |  |  | 37%
269 | GAS MANIFOLD |  | 25MM UP TO 6M |  |  |  | 37%
269 | GAS CONNECTION |  | 15MM |  |  |  | 37%
269 | GAS CONNECTION |  | 20MM |  |  |  | 37%
269 | GAS CONNECTION |  | 25MM |  |  |  | 37%
269 | GAS CONNECTION |  | 32MM |  |  |  | 37%
269 | GAS SOLONOID VALVE |  | 25MM |  |  |  | 37%
269 | GAS SOLONOID VALVE |  | 32MM |  |  |  | 37%
269 | GAS SOLONOD VALVE |  | 40MM |  |  |  | 37%
269 | GAS SOLONOID VALVE |  | 50MM |  |  |  | 37%
WATER (MF MECH)
269 | CWS MANIFOLD |  | 28MM UP TO 6M |  |  |  | 37%
269 | CWS MANIFOLD |  | 22MM UP TO 6M |  |  |  | 37%
269 | CWS MANIFOLD |  | 15MM UP TO 6M |  |  |  | 37%
269 | HWS MANIFOLD |  | 22/15MM UP TO 6M |  |  |  | 37%
269 | WATER CONNECTION |  | 15MM |  |  |  | 37%
269 | WATER CONNECTION |  | 22MM |  |  |  | 37%
269 | WATER CONNECTION |  | 28MM |  |  |  | 37%
269 | INSULATION |  | PER METRE |  |  |  | 37%
269 | TAPS (FAUCETS) |  | MECSERFLEX B-594 |  |  |  | 37%
DELIVERY & INSTALLATION
220 | DELIVERY x 1.5 for multple loads | [5 empty] | 37%
222 | DELIVERY C/W CANOPY |  | ABERDEEN |  |  |  | 10%
265 | INSTALLATION |  | CARCASS |  |  |  | 25%
267 | INSTALLATION |  | M&E SERVICES |  |  |  | 25%
253 | OVERNIGHT | [5 empty] | 37%
102 | CONSUMABLES | [5 empty] | 37%
280 | SITE LIVE TEST |  | OPTION |  |  |  | 32.89%
Office Use Only
268 | Carcass Total
270 | Services Total
266 | Delivery Total
269 | TOTAL (rounded)
280 | Include live test

## VENT CLG (hidden)
F24-19 VENTILATED CEILING COST CEILING | [8 empty] | JAN25-19
Job No. |  |  | Project Name
Customer |  |  | Location
Sales Manager / Estimator initials |  |  | Date |  |  |  |  | Revision No |  | GP SHOULD BE MINIMUM 44%
CURRENCY
CURRENCY | % | COMMISSION | DISCOUNT | COST | TOTAL COST | GP | SELL | SELL | PROFIT
VENTILATED CEILING | QTY | DESCRIPTION
CC100 / CC101 |  | PERIMETER CHANNEL (3M) + PERIMETER WEDGE |  |  |  | 44%
CC102 / CC103 / CC1044 |  | PRIMARY MULLION (3M) + HANGING BRACKET + FISH PLATE |  |  |  | 44%
CC106 |  | EXT CROSS MULLION |  |  |  | 44%
44%
PER M2 OF CEILING |  | PASSIVE CEILING (ADD GREASE EXTRACT, SUPPLY AND LIGHT CASSETTES) PRICE PER SQ MTR |  | 83.85 |  | 44%
CC200 / CC2001 |  | GREASE EXTRACT CASS. + SINGLE PLENUM BOX |  |  |  | 44%
CC202 / CC203 |  | COND. EXTRACT CASS. + SINGLE PLENUM BOX |  |  |  | 44%
CC300 |  | SUPPLY AIR CASSETTE |  |  |  | 44%
CC301 |  | SINGLE PLENUM BOX |  |  |  | 44%
CC400 |  | PASSIVE CASSETTE |  |  |  | 44%
TEG-3-528X498-00-0-4K-0-2-0 |  | TEGRA 4000K DALI |  |  |  | 44%
TEG-3-528X498-00-0-4K-0-2-3 |  | TEGRA 4000K DALI 3hrs DALI ECT |  |  |  | 44%
STRIP LIGHTS |  | EL18FLO |  |  |  | 44%
PRISONS |  | SECURITY FIXINGS PER TILE |  |  |  | 44%
PRISONS |  | SECURITY MULLION (3M) |  |  |  | 44%
|  | PAINTED TILES PER METRE |  |  |  | 44%
CAPTURE JET PLENUM |  | PER METRE |  |  |  | 44%
|  | HI FOG MULLION MODS |  |  |  | 44%
EXTRACT DUCT |  |  |  | 0 |  | 44%
SUPPLY DUCT |  |  |  | 0 |  | 44%
INSULATION |  |  |  | 0 |  | 44%
|  | ULC GREASE EXTRACT CASS |  |  |  | 44%
MOD FRYER/BRATT SPEC |  | ULC PLENUM BOX (FIRE RATED) |  |  |  | 44%
BIM/REVIT | 1 | PER SQ/M |  | 5 |  | 44% |  |  |  | always include
|  | ULC EMERGENCY LIGHT |  |  |  | 44%
DUCT DESIGN TIME |  | PER DAY- MINIMUM 1 |  |  |  | 44%
CEILING DESIGN TIME |  | PER DAY- MINIMUM 1 |  |  |  | 44%
LUX LEVEL TEST/REPORT | 1 | MINIMUM 1 DAY - When no other light source apart from Halton |  | 610 |  | 40%
DELIVERY & INSTALLATION
DELIVERY x 1.5 for multple loads |  | SELECT LOCATION… |  |  |  | 33%
PLANT HIRE |  | PLANT SELECTION (weekly) |  |  |  | 33%
PRELIM SITE SURVEY |  | MINIMUM 1 |  |  |  | 40%
SITE SET OUT LASER |  | ONE DAY MIN PER PAIR |  |  |  | 40%
TRIMMING ON SITE |  | PER TRIM TILE |  |  |  | 40%
SITE SET UP AND UNLOAD |  | ONE DAY MIN |  |  |  | 40%
SITE INDUCTION |  | HALF DAY MIN |  |  |  | 40%
FINAL CLEAN UP & STRIP |  | HALF DAY MIN |  |  |  | 40%
INSTALLATION DAY |  | TOTAL AREA DIVIDED BY 4.0m2 customised to suit site |  | 610 |  | 40%
OVERNIGHT |  |  |  | 220 |  | 33%
CONSUMABLES |  |  |  | 0 |  | 33%
TEST & COMMISSION |  | 1 Day per 20no Extract Tiles |  | 604 |  | 33%
Office Use Only

## MARVEL (hidden)
F-24 19 M.A.R.V.E.L. COST SHEET | [8 empty] | JAN25-19
Job No. |  |  | Project Name
Customer |  |  | Location
Sales Manager / Estimator initials |  |  | Date |  |  |  | Rev No |  |  | GP SHOULD BE MINIMUM 37%
CURRENCY
CURRENCY | % | COMMISSION | DISCOUNT | COST | TOTAL COST | GP | SELL | SELL | PROFIT
KITCHEN COMPONENTS | QTY | Comments
PS-154 EDGE BOX |  | 1 PER AREA |  |  |  | 37%
PS-150 TOUCH SCREEN |  | ST/STEEL WALL MOUNTED BOX ENCLOSURE |  |  |  | 37%
RH & T SENSOR | [5 empty] | 37%
37%
37%
EDGE CONNECTIVITY |  | NOT INCLUDED IN THE ABOVE |  | 340 |  | 37%
37%
BIM/REVIT PER SYSTEM | 1 |  |  | 50 |  | 44% |  |  |  | ALWAYS INCLUDE
|  |  |  | 290 |  | 37%
CANOPY COMPONENTS |  | EXTRACT PLENUM
SUPERVISOR/BALLAST BOX |  | 1 PER CANOPY SECTION |  |  |  | 37%
ICM CABLE (3M) |  | 1 PER SUPERVISOR |  |  |  | 37%
37%
NTC-4 SENSOR |  | 1 PER SECTION |  |  |  | 37%
LIR-2 SENSOR |  | 1 PER SECTION |  |  |  | 37%
MOTORISED DAMPER |  | 600/400 X 300MM 1 PER SPIGOT |  |  |  | 37%
|  | 250MM DIAMETER |  |  |  | 37%
|  | 315MM INLET 500X400 OUTLET |  |  |  | 37%
CANOPY COMPONENTS |  | MAKE UP AIR PLENUM ONLY
BELIMO CIRC. DAMPER (SPIGOT) |  | 250MM DIAMETER |  | 281.44 |  | 37%
37%
|  |  |  | 314.75 |  | 37%
HFA CIRC. DAMPER (DUCTWORK) | [5 empty] | 37%
37%
|  |  |  | 0 |  | 37%
GAS INTERLOCK |  |  |  | 550 |  | 37%
CO SENSOR |  |  |  | 75 |  | 37%
CO2 SENSOR (DCKV) |  |  |  | 150 |  | 37%
MOTORISED DAMPERS |  | EXTRACT DUCT ONLY
UKV RECT DAMPER |  | 0.440M3/S - 1.600M3/S |  |  |  | 37%
UKV RECT DAMPER |  | 0.528M3/S - 1.920M3/S |  |  |  | 37%
UKV RECT DAMPER |  | 0.616M3/S - 2.240M3/S |  |  |  | 37%
UKV RECT DAMPER |  | 0.880M3/S - 3.200M3/S |  |  |  | 37%
UKV RECT DAMPER |  | 1.100M3/S - 4.000M3/S |  |  |  | 37%
UKV RECT DAMPER |  | 1.760M3/S - 6.400M3/S |  |  |  | 37%
UKV RECT DAMPER |  | 1.760M3/S - 6.400M3/S |  |  |  | 37%
DELIVERY & INSTALLATION
DELIVERY |  | SELECT LOCATION… |  |  |  | 33%
PROGRAMMING |  | 1 DAY PER CALCULATOR |  |  |  | 33%
WORKSHOP INSTALL |  | PER SECTION |  |  |  | 33%
SITE INSTALLATION |  | 4 SECTIONS PER DAY |  | 610 |  | 40%
CONSUMABLES |  | PER SYSTEM |  |  |  | 33%
MRV SITE WIRING (Pre Commission) | 1 | 4 SECTIONS PER DAY |  | 604 |  | 33%
MRV COMMISSIONING | 1 | 1 DAY PER SYSTEM |  | 604 |  | 33%
Office Use Only
Note on D13: Simon Still: This will contain the following: MU6+AO4 - these, in combination, send signals to the VAV dampers (4 max) as well as the 0-10V signal for the extract fan. MW1 - This is the main PLC in the system which contains all of the logic and includes a DI5 & DO6. It is present in all LHC-2 systems but in MARVELs case it also replaces the calculator and the auxilliary alarm controller. There may be either 1 or 2 MW1s depending on whether Aerolys is present. Edge - This is the "router" which contains the SIM card and attaches to the antenna. Antenna - present for recieveing a 4G signal to the Edge. Network Switch - This marshalls communications between the HMI, Edge, MW1s. HMI - This is the touchscreen. There are also various electrical sundries such as a 24VDC power supply, ethernet cables etc. Full list of these can be found on the BOM held by Steve Kembrey.
Note on D24: Supervisor: Monitors canopy section. Ref: LHC-2-MU1+VV1 (Not required if UV quoted as already in UV cost)
Note on D25: ICM Cable: Supervisor connection cable. (Not requied if UV quoted as already in UV cost)
Note on D27: NTC Sensor: Temperature Sensor - measures plenum temp.
Note on D28: Infra Red Sensor: maximum centres are 1.2m or 1no per piece of equipment or 4no maximum per section of canopy
Note on D29: Motorised Damper: Actuated Blade Damper (ABD) two standard sizes 400x300mm or 600x300mm both 65mm high supplied by SK Sales (Slim Fit range)
Note on D30: HFA Circular Damper: To extract at a variable (VAV) or constant (CAV) airflow volume if not a dedicated extract fan, has its own power supply and settings and can be connected to the calculator
Note on D31: HFR Rectangular Damper: To extract at a variable (VAV) or constant (CAV) airflow volume if not a dedicated extract fan, has its own power supply and settings and can be connected to the calculator
Note on D34: BELIMO TYPE DAMPER: 1no to be allowed for each extract spigot
Note on D37: HFA Circular Damper: To suppy at a variable (VAV) or constant (CAV) airflow volume if not a dedicated supply fan, has its own power supply and settings and can be connected to the calculator
Note on D45: UKV Rectangular Main Duct Damper: 500mm x 400mm x 600mm (W x H x L) to be used in the main extract duct and connected to the calculator if access to main extract fan is unavailable
Note on D46: UKV Rectangular Main Duct Damper: 600mm x 400mm x 600mm (W x H x L) to be used in the main extract duct and connected to the calculator if access to main extract fan is unavailable
Note on D47: UKV Rectangular Main Duct Damper: 700mm x 400mm x 600mm (W x H x L) to be used in the main extract duct and connected to the calculator if access to main extract fan is unavailable
Note on D48: UKV Rectangular Main Duct Damper: 800mm x 500mm x 600mm (W x H x L) to be used in the main extract duct and connected to the calculator if access to main extract fan is unavailable
Note on D49: UKV Rectangular Main Duct Damper: 1000mm x 500mm x 600mm (W x H x L) to be used in the main extract duct and connected to the calculator if access to main extract fan is unavailable
Note on D50: UKV Rectangular Main Duct Damper: 1000mm x 800mm x 600mm (W x H x L) to be used in the main extract duct and connected to the calculator if access to main extract fan is unavailable
Note on D51: UKV Rectangular Main Duct Damper: 1000mm x 1000mm x 600mm (W x H x L) to be used in the main extract duct and connected to the calculator if access to main extract fan is unavailable
Note on D55: Programming: 1 day per system or calculator.
Note on D56: Workshop: Installation of some of the components whilst in the workshop (IR Sensors etc)
Note on D57: Site Installation: Quarter day per section including connecting all components within that section
Note on D58: Consumables: Cable tray, cable ties, fittings etc
Note on D59: 1st T & C: Setting the system prior to the cooking equipment being made live
Note on D60: 2nd T & C: Cooking equipment is made live final test & commission can be carried out

## EBOX - Lower Ground (1)
| Lower Ground - Hot Kitchen | [11 empty] | JAN25-19
| Job No. | 35860 |  |  | Project Name | Corus Hotel
| Customer | Colin Tracey (Vision) |  |  | Location | Hyde Park, London
| Sales Manager / Estimator initials | CM/SS |  |  | Date | 02/04/2025 | [5 empty] | Revision No |  | GP SHOULD BE MINIMUM 44%
| CURRENCY | 0%
| CURRENCY | % | COMMISSION |  |  |  |  | COST | TOTAL COST | GP | Sell | SELL | PROFIT
SECTION UNDER 1000mm
| ITEM |  |  | 0
|  | TYPE | NO. OFF | LENGTH | WIDTH | HEIGHT | SECTIONS
210 | PS-150 TOUCH SCREEN | TOUCH SCREEN REMOTE BOX - METAL |  | 300 | 95 | 250 |  | 419.97 |  | 35%
104 | PS-152 EDGE BOX | PEU/AEU/HOODS (Staged Alarms) |  | 380 | 300 | 180 |  | 1030.52 |  | 35%
234 | PS-153 EDGE BOX | PEU/HOODS (Staged Alarms) |  | 380 | 300 | 180 |  | 690.16 |  | 35%
| PS-154 EDGE BOX | PEU/MRV/HOODS (Staged Alarms) |  | 380 | 300 | 180 |  | 894.01 |  | 35%
| PS-155 EDGE BOX | PEU/AEU/ MRV/HOOD (No Staged Alarms) |  | 380 | 300 | 180 |  | 1039.58 |  | 35%
| RCL-329 LPC-3 GOT.112 (CANOPY CONTROL) | GOT Panel Comp for UV-c (24 Sections Max) |  | 160 | 34 | 106 |  | 336.21 |  | 35%
| RCL-342 GOT-112 WALL BOX | Remote Mounting box if Required |  | 270 | 200 | 150 |  | 82 |  | 35%
| RCL-280 STAGED ALARM BOX | MU5 CONTROLLER BOX |  | 179 | 129 | 100 |  | 212.86 |  | 35% |  |  |  | Add if Alarms requested for a GOT panel
289
242 | PS-160 EXTERNAL AERIAL | EXTERNAL AERIAL BOX |  | 250 | 175 | 100 |  | 100.91 |  | 35%
220 | PS-156 EDGE BOX REMOTE ROUTER (UV-GOT) | EXTERNAL ROUTER | 1 | 250 | 175 | 100 |  | 484.58 |  | 35%
103
103 | CONNECTIVITY PS-153/152/154/155 | NOT INCLUDED IN THE ABOVE | [5 empty] | 522.38 |  | 35% |  |  |  | EDGE UP2 Plus First Year Connectivity Fee from Group
| CONNECTIVITY (UV-GOT) | NOT INCLUDED IN THE ABOVE | 1 |  |  |  |  | 130 |  | 35% |  |  |  | First Year Connectivity Fee from Group
285
0
286 | [7 empty] | 0
SECTION UNDER 1000mm
DELIVERY & INSTALLATION
222 | DELIVERIES |  | SELECT LOCATION… | [6 empty] | 33%
257 | PLANT HIRE |  | PLANT SELECTION (weekly) | [6 empty] | 33%
257 | PLANT HIRE |  | PLANT SELECTION (weekly) | [6 empty] | 33%
400 | STRIP OUT |  | PER DAY |  |  |  |  | 450 |  | 33%
102 | CONSUMABLES | 1 | ON SITE FIXINGS |  |  |  |  | 15 |  | 33%
400 | INSTALLATION NORMAL HOURS | 1 | PER BOX |  |  |  |  | 152.5 |  | 40%
400 | INSTALLATION AFTER HOURS |  | PER BOX |  |  |  |  | 861 |  | 40%
253 | TRAVEL EXPENSES |  | PER NIGHT PER TEAM | [6 empty] | 33%
253 | OVERNIGHT |  | PER NIGHT PER TEAM |  |  |  |  | 170 |  | 33%
280 | TEST & COMMISSION |  | ONE ENGINEER |  |  |  |  | 604 |  | 33%
284 |  |  | OPTIONAL ITEM |  |  |  |  | 200 |  | 33%
Office Use Only

## AEROLYS (hidden)
F24-19 AEROLYS COST SHEET | [9 empty] | JAN25-19
Job No. |  |  |  | Project Name
Customer |  |  |  | Location
Sales Manager / Estimator initials |  |  |  | Date |  |  |  |  | Revision No |  | GP SHOULD BE MINIMUM 44%
CURRENCY | 0%
CURRENCY | % | COMMISSION |  |  | COST | TOTAL COST | GP | Sell | SELL | PROFIT
m³/s
AEROLYS AEU- | INTERNAL |  | GP | 40%
ITEM | SIZE | QTY
PANEL / BAG FILTER | Size | [5 empty] | 44%
ELEC / LPHW FROST COIL | Size | [5 empty] | 44%
UV FILTER | Size | [5 empty] | 44%
COOLING COIL | Size | [5 empty] | 44%
LPHW HEATER | Size | [5 empty] | 44%
HEAT RECLAIM COIL | Size | [5 empty] | 44%
FAN SECTION | Size | [5 empty] | 44%
ACCESS SECTION | Size | [5 empty] | 44%
44%
BIM/REVIT PER UNIT |  | 1 |  |  | 50 |  | 44% |  |  |  | always include
ATTENUATORS | [6 empty] | 44%
|  | 0 |  |  |  |  | 44%
W/PROOF SINGLE PITCH ROOF | PEU01-06 |  | Metre |  | 103 |  | 44%
W/PROOF SINGLE PITCH ROOF | PEU07-10 |  | Metre |  | 135 |  | 44%
|  | 0 |  |  |  |  | 44%
44%
MCD |  | 1 |  |  |  |  | 44%
ACCOUSTIC LINED |  | 1 |  |  |  |  | 44%
EXTRA OVER FOR VERTICAL | 25% OF TOTAL UNIT | [5 empty] | 44%
BULKHEAD LIGHTING |  |  |  |  | 107 |  | 44%
VIEWING PANEL |  |  |  |  | 30 |  | 44%
DAMPERS |  |  |  | Each | 0 |  | 44%
[12 empty] | 3-Port Valve |  |  | Actuator | Total
Control platform, fil/htg/clg/fan |  |  |  |  | 1995 |  | 35% |  |  |  |  | 15mm | Screwed | 96.44 | 216.71
Control platform, filters & fan |  |  |  |  | 1810 |  | 35% |  |  |  |  | 20mm | Screwed | 75.59 | 216.71
[7 empty] | 0% |  |  |  |  | 25mm | Screwed | 82.12 | 216.71
[7 empty] | 0% |  |  |  |  | 32mm | Screwed | 87.86 | 216.71
[7 empty] | 0% |  |  |  |  | 40mm | Screwed | 154.57 | 216.71
[7 empty] | 35% |  |  |  |  | 50mm | Flanged | 384.14 | 216.71
Damper control |  |  |  |  | 110 |  | 35% |  |  |  |  | 65mm | Flanged | 421.21 | 216.71
W/shop commissioning 1 | Standard cost |  |  |  | 100 |  | 0%
W/shop commissioning 2 | Extra over for Extenso |  |  | Not req'd if in Pollustop | 100 |  | 35% |  |  |  |  | Frost 'stat | Supply | 57
3-Port diverting valve |  |  |  |  | 0 |  | 35% |  |  |  |  | Inlet 'stat | Supply | 57
Duct Sensor | A1K-2W-DO-6'20' CLZP |  |  |  | 57 |  | 35% |  |  |  |  | Outlet 'stat | Supply | 57
Pipe Sensor (HR ONLY) | A1K-2W-5-4x |  |  |  | 65 |  | 35% |  |  |  |  | Extract 'stat | Extract | 57
[12 empty] | HR 'stat | Extract | 57
DELIVERY & INSTALLATION | [11 empty] | Frost 'stat | Extract | 57
DELIVERIES |  | SELECT LOCATION… | Hiab for PST04 and above (£650.00 London) |  | 900 |  | 33% |  |  |  |  | HR pipe 'stat | Extract | 65
PLANT HIRE |  | PLANT SELECTION (weekly) |  |  | 250 |  | 33%
WHEELS | 1 | PER M3 |  |  | 160 |  | 33% |  |  |  | always include
INSTALLATION NORMAL HOURS |  | PER TEAM PER DAY |  |  | 610 |  | 40%
INSTALLATION AFTER HOURS |  | PER TEAM PER DAY |  |  | 1220 |  | 40%
ACCOMODATION |  | PER NIGHT PER TEAM |  |  | 220 |  | 33%
TRAVEL EXPENSES |  | PER NIGHT PER TEAM |  |  | 150 |  | 33%
CONSUMABLES |  | SITE SPECIFIC |  |  | 50 |  | 33%
TEST & COMMISSION SITE | 2 | ONE Engineer, 2 days per Aerolys |  |  | 604 |  | 33% |  |  |  | always include
SITE INSTALLATION CHECK |  | IF BEING INSTALLED BY A 3RD PARTY |  |  | 603 |  | 33%
Office Use Only

## POLLUSTOP (hidden)
F24-19 POLLUSTOP COST SHEET | [9 empty] | JAN25-19
Job No. |  |  |  | Project Name
Customer |  |  |  | Location
Sales Manager / Estimator initials |  |  |  | Date |  |  |  |  | Revision No |  | GP SHOULD BE MINIMUM 44%
CURRENCY | 0%
CURRENCY | % | COMMISSION |  |  | COST | TOTAL COST | GP | Sell | SELL | PROFIT
m³/s
POLLUSTOP PEU- | INTERNAL |  | GP | 40%
ITEM | SIZE | QTY
PANEL / BAG FILTER | Size | [5 empty] | 44%
PANEL / UV-C | Size | [5 empty] | 44%
BAG FILTERS | Size | [5 empty] | 44%
HEPA FILTERS | Size | [5 empty] | 44%
HEAT RECLAIM COIL | Size | [5 empty] | 44%
CARBON FILTERS | Size | [5 empty] | 44%
FAN SECTION & VFD | Size | [5 empty] | 44%
ACCESS SECTION | Size | [5 empty] | 44%
ESP | Size | [5 empty] | 44%
44%
BIM/REVIT PER UNIT |  | 1 |  |  | 50 |  | 44% |  |  |  | ALWAYS INCLUDE
ATTENUATORS | [6 empty] | 44%
|  | 0 |  |  |  |  | 44%
W/PROOF SINGLE PITCH ROOF | PEU01-06 |  | Metre |  | 103 |  | 44%
W/PROOF SINGLE PITCH ROOF | PEU07-10 |  | Metre |  | 135 |  | 44%
|  | 0 |  |  |  |  | 44%
44%
MCD |  | 1 |  |  |  |  | 44%
ACCOUSTIC LINED |  | 1 |  |  |  |  | 44%
EXTRA OVER FOR VERTICAL | 25% OF TOTAL UNIT | [5 empty] | 44%
BULKHEAD LIGHTING |  |  |  |  | 107 |  | 44%
VIEWING PANEL |  |  |  |  | 30 |  | 44%
DAMPERS |  |  |  | Each | 0 |  | 44%
1.5Kw to 37.0Kw Fan control | Includes EMI filter |  |  | Unit Mounted | 1551 |  | 35%
Filter Monitoring |  |  |  | Unit Mounted | 582 |  | 35%
0%
0%
|  |  |  | Not req'd if in Aerolys | 300 |  | 0%
W/Shop commissioning 1 | Standard cost |  |  |  | 100 |  | 35%
W/Shop commissioning 2 | Extra over for Extenso unit |  |  | Not req'd if in Aerolys | 100 |  | 35%
35%
Damper control |  |  |  |  | 110 |  | 35%
35%
35%
35%
DELIVERY & INSTALLATION
DELIVERIES |  | SELECT LOCATION… | Hiab for PST04 and above (£650.00 London) |  | 750 |  | 33%
PLANT HIRE |  | PLANT SELECTION (weekly) |  |  | 250 |  | 33%
WHEELS | 1 | PER UNIT |  |  | 160 |  | 33% |  |  |  | ALWAYS INCLUDE
INSTALLATION NORMAL HOURS |  | PER TEAM PER DAY |  |  | 610 |  | 40%
INSTALLATION AFTER HOURS |  | PER TEAM PER DAY |  |  | 1220 |  | 40%
ACCOMODATION |  | PER NIGHT PER TEAM |  |  | 220 |  | 33%
TRAVEL EXPENSES |  | PER NIGHT PER TEAM |  |  | 150 |  | 33%
CONSUMABLES |  | SITE SPECIFIC |  |  | 80 |  | 33%
TEST & COMMISSION SITE | 2 | ONE Engineer, 2 days per Pollustop |  |  | 604 |  | 33% |  |  |  | ALWAYS INCLUDE
SITE INSTALLATION CHECK |  | IF BEING INSTALLED BY A 3RD PARTY |  |  | 603 |  | 33%
Office Use Only

## POLLU-LITE (hidden)
| F24-19 POLLU-LITE COST SHEET | [11 empty] | JAN25-19
| Job No. |  |  |  | Project Name
| Customer |  |  |  | Location
| Sales Manager / Estimator initials |  |  |  | Date | [6 empty] | Revision No |  | GP SHOULD BE MINIMUM 44%
| CURRENCY | 0%
| CURRENCY | % | COMMISSION |  |  |  |  | COST | TOTAL COST | GP | Sell | SELL | PROFIT
SECTION UNDER 1000mm
| ITEM |  |  | 0
|  | TYPE | NO. OFF | WIDTH | LENGTH | HEIGHT | SECTIONS
210 | POLLU-LITE 01 | VERTICAL 0.9M3/S | 0 | 730 | 2065 | 750 |  | 1673.52 |  | 50%
104 | POLLU-LITE 02 | VERTICAL 1.8M3/S | 0 | 1330 | 2065 | 750 |  | 1818.48 |  | 50%
234 | POLLU-LITE 03 | VERTICAL 2.7M3/S | 0 | 1330 | 2065 | 1050 |  | 2438.69 |  | 50%
| POLLU-LITE 04 | VERTICAL 3.6M3/S | 0 | 1330 | 2065 | 1350 |  | 2583.54 |  | 50%
| P-L 01 VOID | HORIZONTAL 0.9M3/S | 0 | 730 | 2065 | 750 |  | 1673.52 |  | 50%
| P-L 02 VOID | HORIZONTAL 1.8M3/S | 0 | 1330 | 2065 | 750 |  | 1818.48 |  | 50%
| P-L 03 VOID | HORIZONTAL 2.7M3/S | 0 | 1930 | 2065 | 750 |  | 2525.69 |  | 50%
289 | P-L 04 VOID | HORIZONTAL 3.6M3/S | 0 | 2530 | 2065 | 750 |  | 2666.06 |  | 50%
242 |  |  | 0 | [6 empty] | 43.5%
220 | FLAT PACK (Inc. Pallets) | FACTORY 25hrs x £35.00 | 0 |  |  |  |  | 875 |  | 35%
103 | [5 empty] | SECTION UNDER 1000mm
103
DELIVERY & INSTALLATION
285 | DELIVERIES |  | SELECT LOCATION… | [6 empty] | 33%
| PLANT HIRE |  | PLANT SELECTION (weekly) | 2No Genies Req'd for Void Mounted units | [5 empty] | 33%
| PLANT HIRE |  | PLANT SELECTION (weekly) | [6 empty] | 33%
| FLAT PACK REASSEBLE ON SITE |  | PER DAY |  |  |  |  | 610 |  | 33%
286 | CONSUMABLES |  | PER METER OF CANOPY |  |  |  |  | 15 |  | 33%
| INSTALLATION NORMAL HOURS |  | PER UNIT PER TEAM PER DAY | 2No Pairs Req'd for Void Mounted units |  |  |  | 610 |  | 40%
| INSTALLATION AFTER HOURS |  | PER UNIT PER TEAM PER DAY |  |  |  |  | 1220 |  | 40%
| TRAVEL EXPENSES |  | PER NIGHT PER TEAM |  |  |  |  | 150 |  | 33%
| OVERNIGHT |  | PER NIGHT PER TEAM |  |  |  |  | 220 |  | 33%
| TEST & COMMISSION |  | ONE ENGINEER |  |  |  |  | 604 |  | 33%
222 |  |  | OPTIONAL ITEM |  |  |  |  | 200 |  | 33%
257
Office Use Only

## RECOAIR (hidden)
| F24-19 RECOAIR COST SHEET | [11 empty] | JAN25-19
| Job No. |  |  |  | Project Name
| Customer |  |  |  | Location
| Sales Manager / Estimator initials |  |  |  | Date | [6 empty] | Revision No |  | GP SHOULD BE MINIMUM 44%
| CURRENCY | 0%
| CURRENCY | % | COMMISSION |  |  |  |  | COST | TOTAL COST | GP | Sell | SELL | PROFIT
SECTION UNDER 1000mm
| ITEM |  |  | 0
|  | TYPE | NO. OFF | WIDTH | LENGTH | HEIGHT | SECTIONS
210 | RAH0.5 STANDARD | VERTICAL 0.5M3/S | 0 | 880 | 685 | 2050 |  | 5142.7 |  | 66.52%
104 | RAH0.8 STANDARD | VERTICAL 0.8M3/S | 0 | 1100 | 850 | 2050 |  | 5454.18 |  | 71.08%
234 | RA1.0 STANDARD | VERTICAL 0.9M3/S | 0 | 1500 | 700 | 1900 |  | 6833.44 |  | 69.3%
| RA1.5 STANDARD | VERTICAL 1.2M3/S | 0 | 1540 | 1130 | 1900 |  | 7481.11 |  | 72.76%
| RA2.0 STANDARD | VERTICAL 1.8M3/S | 0 | 1540 | 1430 | 1900 |  | 8873.69 |  | 69.25%
| RA2.5 STANDARD (Prem Controls) | VERTICAL 2.25M3/S | 0 | 1540 | 1815 | 1900 |  | 13636.4 |  | 68.84%
| RA3.0 STANDARD (Prem Controls) | VERTICAL 2.7M3/S | 0 | 1540 | 2115 | 1900 |  | 14380.23 |  | 70.01%
289 | RA3.5 STANDARD (Prem Controls) | VERTICAL 3.15M3/S | 0 | 1540 | 2500 | 1900 |  | 15656.09 |  | 70.6%
242 | RA4.0 STANDARD (Prem Controls) | VERTICAL 3.6M3/S | 0 | 1540 | 2800 | 1900 |  | 16792.07 |  | 71.42%
220 | RAH0.5 VOID (+10%) | HORIZONTAL 0.5M3/S | 0 | 880 | 2000 | 700 |  | 5656.97 |  | 66.52%
103 | RAH0.8 VOID (+10%) | HORIZONTAL 0.8M3/S | 0 | 850 | 2000 | 1100 |  | 5999.6 |  | 71.08%
103 | RA1.0 VOID (+10%) | HORIZONTAL 0.9M3/S | 0 | 750 | 3480 | 700 |  | 7516.78 |  | 69.3%
| RA1.5 VOID (+10%) | HORIZONTAL 1.2M3/S | 0 | 1130 | 3480 | 770 |  | 8229.22 |  | 72.76%
285 | RA2.0 VOID (+10%) | HORIZONTAL 1.8M3/S | 0 | 1430 | 3480 | 770 |  | 9761.06 |  | 69.25%
| RA2.5 VOID (+10%) (Prem Controls) | HORIZONTAL 2.25M3/S | 0 | 2030 | 3480 | 770 |  | 15000.04 |  | 68.84%
| BIM/REVIT PER UNIT | DESIGN | 1 |  |  |  |  | 50 |  | 44% |  |  |  | ALWAYS INCLUDE
| EXTERNAL CONTROLS (REQUIRED) | PS-153 EDGE + PS-150 REMOTE TOUCH SCR | 0 |  |  |  |  | 988.94 |  | 35% |  |  |  | INCLUDED IN RA2.5/3.0/3.5/4.0 COST
286 | CONNECTIVITY (REQUIRED) | PS-070/PS-071/ELE-713 | 0 |  |  |  |  | 388.67 |  | 35% |  |  |  | INCLUDED IN RA2.5/3.0/3.5/4.0 COST
|  |  | 0 | [6 empty] | 43.5%
| FLAT PACK (Inc. Pallets) | FACTORY 25hrs x £35.00 | 0 |  |  |  |  | 875 |  | 35%
SECTION UNDER 1000mm
DELIVERY & INSTALLATION
222 | DELIVERIES |  | SELECT LOCATION… | [6 empty] | 33%
257 | PLANT HIRE |  | PLANT SELECTION (weekly) | 2No Genies Req'd for Void Mounted units | [5 empty] | 33%
257 | PLANT HIRE |  | PLANT SELECTION (weekly) | [6 empty] | 33%
400 | FLAT PACK REASSEBLE ON SITE |  | PER DAY |  |  |  |  | 610 |  | 33%
102 | CONSUMABLES |  | PER METER OF CANOPY |  |  |  |  | 15 |  | 33%
400 | INSTALLATION NORMAL HOURS |  | PER UNIT PER TEAM PER DAY | 2No Pairs Req'd for Void Mounted units |  |  |  | 610 |  | 40%
400 | INSTALLATION AFTER HOURS |  | PER UNIT PER TEAM PER DAY |  |  |  |  | 1220 |  | 40%
253 | TRAVEL EXPENSES |  | PER NIGHT PER TEAM |  |  |  |  | 150 |  | 33%
253 | OVERNIGHT |  | PER NIGHT PER TEAM |  |  |  |  | 220 |  | 33%
280 | TEST & COMMISSION |  | ONE DAY UNLESS FLATPACKED THEN ALLOW 1.5 DAYS |  |  |  |  | 604 |  | 33%
284 |  |  | OPTIONAL ITEM |  |  |  |  | 200 |  | 33%
Office Use Only

## REACTAWAY (hidden)
| F24-19 REACTAWAY COST SHEET | [11 empty] | JAN25-19
| Job No. |  |  |  | Project Name
| Customer |  |  |  | Location
| Sales Manager / Estimator initials |  |  |  | Date | [6 empty] | Revision No |  | GP SHOULD BE MINIMUM 44%
| CURRENCY | 0%
| CURRENCY | % | COMMISSION |  |  |  |  | COST | TOTAL COST | GP | Sell | SELL | PROFIT
SECTION UNDER 1000mm
| ITEM |  |  | 0
|  | TYPE | NO. OFF | WIDTH | LENGTH | HEIGHT | SECTIONS
210 | HEAVY DUTY 0.80 M3/S | 2 x 4-TUBE SHORT RACK | 0 | 800 | 1400 | 500 |  | 2055 |  | 43.5%
104 | HEAVY DUTY 1.20 M3/S | 2 x 6-TUBE SHORT RACKS | 0 | 800 | 1400 | 500 |  | 2188 |  | 43.5%
234 | HEAVY DUTY 1.60 M3/S | 2 x 8-TUBE SHORT RACKS | 0 | 800 | 1400 | 500 |  | 2304 |  | 44%
| HEAVY DUTY 1.60 M3/S | 2 x 4-TUBE LONG RACKS | 0 | 800 | 1900 | 600 |  | 2150 |  | 43.5%
| HEAVY DUTY 2.40 M3/S | 2 x 6-TUBE LONG RACKS | 0 | 800 | 1900 | 600 |  | 2240 |  | 43.5%
| HEAVY DUTY 3.20 M3/S | 2 x 8-TUBE LONG RACKS | 0 | 800 | 1900 | 600 |  | 2481 |  | 43.5%
| HEAVY DUTY 3.60 M3/S | 3 x 6-TUBE LONG RACKS | 0 | 800 | 1900 | 600 |  | 2783 |  | 43.5%
289 | LIGH/MEDIUM DUTY 0.40 M3/S | 1 x 4-TUBE SHORT RACK | 0 | 500 | 1400 | 500 |  | 1453 |  | 43.5%
242 | LIGH/MEDIUM DUTY 0.60 M3/S | 1 x 6-TUBE SHORT RACK | 0 | 500 | 1400 | 500 |  | 1519 |  | 43.5%
220 | LIGH/MEDIUM DUTY 0.480M3/S | 1 x 8-TUBE SHORT RACK | 0 | 500 | 1400 | 500 |  | 1584 |  | 43.5%
103 | LIGH/MEDIUM DUTY 0.80 M3/S | 1 x 4-TUBE LONG RACK | 0 | 600 | 1900 | 600 |  | 1712 |  | 43.5%
103 | LIGH/MEDIUM DUTY 1.20 M3/S | 1 x 6-TUBE LONG RACK | 0 | 600 | 1900 | 600 |  | 1777 |  | 43.5%
| LIGH/MEDIUM DUTY 1.60 M3/S | 1 x 8-TUBE LONG RACK | 0 | 600 | 1900 | 600 |  | 1904 |  | 43.5%
285 |  | OPEN ITEM | 0 | [6 empty] | 43.5%
|  | OPEN ITEM | 0 | [6 empty] | 43.5%
|  | OPEN ITEM | 0 | [6 empty] | 43.5%
286 |  | OPEN ITEM | 0 | [6 empty] | 43.5%
|  | OPEN ITEM | 0 | [6 empty] | 43.5%
| BIM/REVIT PER UNIT | DESIGN | 1 |  |  |  |  | 50 |  | 44% |  |  |  | always include
SECTION UNDER 1000mm
DELIVERY & INSTALLATION
222 | DELIVERIES |  | SELECT LOCATION… | [6 empty] | 33%
257 | PLANT HIRE |  | PLANT SELECTION (weekly) | [6 empty] | 33%
257 | PLANT HIRE |  | PLANT SELECTION (weekly) | [6 empty] | 33%
400 | STRIP OUT |  | PER DAY |  |  |  |  | 610 |  | 33%
102 | CONSUMABLES |  | PER METER OF CANOPY |  |  |  |  | 15 |  | 33%
400 | INSTALLATION NORMAL HOURS |  | 4M PER TEAM PER DAY |  |  |  |  | 610 |  | 40%
400 | INSTALLATION AFTER HOURS |  | 4M PER TEAM PER DAY |  |  |  |  | 1220 |  | 40%
253 | TRAVEL EXPENSES |  | PER NIGHT PER TEAM |  |  |  |  | 150 |  | 33%
253 | OVERNIGHT |  | PER NIGHT PER TEAM |  |  |  |  | 220 |  | 33%
280 | TEST & COMMISSION |  | ONE ENGINEER |  |  |  |  | 604 |  | 33%
284 | BMS FAULT INTERFACE |  | OPTIONAL ITEM |  |  |  |  | 350 |  | 33%
Office Use Only

## INFECTAWAY (hidden)
|  | F24-09 UVGI COST SHEET | [11 empty] | 2021-08-01
|  | Job No. |  |  |  | Project Name
|  | Customer |  |  |  | Location
|  | Sales Manager / Estimator initials |  |  |  | Date | [6 empty] | Revision No
|  | CURRENCY | 3%
|  | CURRENCY | % | COMMISSION |  |  |  |  | COST | TOTAL COST | GP | Sell | SELL | PROFIT
SECTION UNDER 1000mm
|  | ITEM |  |  | 0
|  |  | TYPE | NO. OFF | WIDTH | LENGTH | HEIGHT | SECTIONS
210 |  | ICT-8S1 0.90M3/S | 1 x 8-TUBE SHORT RACK | 0 | 350 | 1400 | 350 |  | 1357 |  | 43.5%
104 |  | ICT-8S2 1.80M3/S | 2 x 8-TUBE SHORT RACKS | 0 | 500 | 1400 | 500 |  | 2006 |  | 43.5%
234 |  | ICT-8S3 2.70M3/S | 3 x 8-TUBE SHORT RACKS | 0 | 600 | 1400 | 600 |  | 2610 |  | 20%
|  | ICT-8S4 3.60M3/S | 4 x 8-TUBE SHORT RACKS | 0 | 700 | 1900 | 700 |  | 3232 |  | 43.5%
|  | ICT-8S5 4.50M3/S | 5 x 8-TUBE SHORT RACKS | 0 | 750 | 1900 | 750 |  | 3850 |  | 43.5%
|  | ICT-8S6 5.40M3/S | 6 x 8-TUBE SHORT RACKS | 0 | 850 | 1900 | 850 |  | 4495 |  | 43.5%
|  | ICT-8S7 6.75M3/S | 7 x 8-TUBE SHORT RACKS | 0 | 925 | 1900 | 925 |  | 5052 |  | 43.5%
289 |  | ICT-8S8 8.10M3/S | 8 x 8-TUBE SHORT RACKS | 0 | 1000 | 1400 | 1000 |  | 7496 |  | 43.5%
242 |  | ICT-4L1 0.90M3/S | 1 x 4-TUBE LONG RACK | 0 | 350 | 2000 | 350 |  | 1281 |  | 43.5%
220 |  | ICT-6L1 1.80M3/S | 1 x 6-TUBE LONG RACK | 0 | 500 | 2000 | 500 |  | 1420 |  | 43.5%
103 | T | ICT-6L2 2.70M3/S | 2 x 6-TUBE LONG RACK | 0 | 600 | 2000 | 600 |  | 2012 |  | 43.5%
103 |  | ICT-6L2 3.60M3/S | 2 x 6-TUBE LONG RACK | 0 | 700 | 2000 | 600 |  | 2053 |  | 43.5%
|  | ICT-8L2 4.50M3/S | 2 x 8-TUBE LONG RACK | 0 | 750 | 2000 | 600 |  | 2272 |  | 43.5%
285 |  | ICT-8L3 5.40M3/S | 3 x 8-TUBE LONG RACK | 0 | 850 | 2000 | 850 |  | 2946 |  | 43.5%
|  | ICT-8L3 6.75M3/S | 3 x 8-TUBE LONG RACK | 0 | 925 | 2000 | 925 |  | 2344 |  | 43.5%
|  | ICT-8L4 8.10M3/S | 4 x 8-TUBE LONG RACK | 0 | 1000 | 2000 | 1000 |  | 3598 |  | 43.5%
286 |  | ICT-8L4 9.45M3/S | 4 x 8-TUBE LONG RACK | 0 | 1400 | 2000 | 800 |  | 3675 |  | 43.5%
|  | ICT-8L5 10.80M3/S | 5 x 8-TUBE LONG RACK | 0 | 1500 | 2000 | 800 |  | 4302 |  | 43.5%
|  |  | OPEN ITEM | 0 | [6 empty] | 43.5%
SECTION UNDER 1000mm
DELIVERY & INSTALLATION
222 |  | DELIVERIES |  | LONDON | [6 empty] | 10%
257 |  | PLANT HIRE |  | PLANT SELECTION (weekly) | [6 empty] | 37%
257 |  | PLANT HIRE |  | PLANT SELECTION (weekly) | [6 empty] | 37%
400 |  | STRIP OUT |  | PER DAY |  |  |  |  | 375 |  | 37%
102 |  | CONSUMABLES |  | PER METER OF CANOPY |  |  |  |  | 15 |  | 37%
400 |  | INSTALLATION NORMAL HOURS |  | 4M PER TEAM PER DAY |  |  |  |  | 500 |  | 25%
400 |  | INSTALLATION AFTER HOURS |  | 4M PER TEAM PER DAY |  |  |  |  | 861 |  | 25%
253 |  | TRAVEL EXPENSES |  | PER NIGHT PER TEAM | [6 empty] | 37%
253 |  | OVERNIGHT |  | PER NIGHT PER TEAM |  |  |  |  | 170 |  | 37%
280 |  | TEST & COMMISSION |  | ONE ENGINEER |  |  |  |  | 417 |  | 37%
284 |  | BMS FAULT INTERFACE |  | OPTIONAL ITEM |  |  |  |  | 200 |  | 37%
Office Use Only

## Base Costs (hidden)
6% added to GREY column for 2025 shown in RED | [21 empty] | S | 0.1 | [7 empty] | ORIGINAL
| 2025-01-01 | 2024-01-01 |  | 2025-01-01 | 2022-10-01 |  | 2025-01-01 | 2024-01-01 |  | 2025-01-01 | 2023-08-11 |  | 2025-01-01 | 2023-07-01 |  | 2025-01-01 | 2024-10-01 |  |  | 2025-01-01 | 2023-07-01 | L | 0.2 | [6 empty] | 2025-01-01 | 2022-10-01 |  |  | 2025-01-01 | 2023-07-01 |  |  |  | 2025-01-01 | 2022-10-01 |  |  | PRICE INCREASE
PLANT SELECTION (weekly) | 0 |  | SELECT LOCATION… | 0 | 0 | EXTRACT FANS SIZE | 0 |  | LIGHT SELECTION | 0 |  | FILTER TYPE | 0 | 0 | FIRE SUPPRESSION | 0 |  | UV SELECTION | UVR | 0 |  | TUBES | LENGTH | SECTIONS | UVR |  |  |  | VENTILATED CEILING MODULES |  |  | POLLUSTOP | EXTERNAL | INTERNAL |  | SDU | [6 empty] | DATE | % | 6%
SL10 GENIE | 95.4 | 90 | ABERDEEN 590 | 1961 | 1850 | 0.5 M³/s GBWEC400 (inc INV) | 1331.36 | 1256 | LED STRIP L6 Inc DALI | 189.9626 | 179.21 | CENTREX | 0 | 0 | 1 TANK SYSTEM | 2092.6 | 2092.6 | UVR4S-1 0.4 M³/s | UVR4S-1 | 985.1004 | 929.34 | 4 | S | 1 |  | 8L | 1.6 | CC100 / CC101 | PERIMETER CHANNEL (3M) + PERIMETER WEDGES | 19.027 | 17.95 | PANEL / BAG FILTER |  |  |  | CARCASS | HRS | [5 empty] | 2025-01-01 |  | ALL COSTS
EXTENSION FORKS | 38.4674 | 36.29 | ABINGDON 110 | 424 | 400 | 1.0 M³/s GBDEC450 (inc INV) | 1365.28 | 1288 | LED STRIP L12 inc DALI | 228.0166 | 215.11 | GRILLE | 33.019 | 31.15 | 1 TANK TRAVEL HUB | 0 | 0 | UVR4S-2 0.8 M³/s | UVR4S-2 | 1635.7284 | 1543.14 | 4 | S | 2 |  | 6L | 1.2 | CC102 / CC103 / CC1044 | PRIMARY MULLION (3M) + HANGING BRACKET + FISH PLATE | 33.9942 | 32.07 | Size | 0 |  |  | RISER ELECTRICAL INC MCB | 15 | 850X300X2100 | 683.5622 | 644.87 |  |  | 6% added to GREY column for 2025 shown in RED
2.5M COMBI LADDER | 86.6974 | 81.79 | ALDEBURGH 112 | 424 | 400 | 1.5 M³/s GBDEC500 (inc INV) | 1565.62 | 1477 | LED STRIP L18 Inc DALI | 294.786 | 278.1 | COALSCER | 84.8 | 80 | 1 TANK DISTANCE | 2092.6 | 2092.6 | UVR4S-3 1.2 M³/s | UVR4S-3 | 2286.3246 | 2156.91 | 4 | S | 3 |  | 4L | 0.8 | CC106 | EXT CROSS MULLION | 8.9782 | 8.47 | PS01 940mm |  | 868.14 | 819 | RISER ELECTRICAL INC MCB | 15 | 850X300X3000 | 858.3032 | 809.72 |  |  | NEW COSTS
1.5M PODIUM | 132.5 | 125 | ALDERSHOT 110 | 424 | 400 | 2.0 M³/s GBDEC560 (inc INV) | 2280.06 | 2151 | Small LED Spots inc DALI | 111.3 | 105 | WW PODS | 0 | 0 | NOBEL | 0 | 0 | UVR4S-4 1.6 M³/s | UVR4S-4 | 2936.9208 | 2770.68 | 4 | S | 4 |  | 8S | 0.8 | CC200 / CC2001 | GREASE EXTRACT CASS.+ SINGLE PLENUM BOX | 162.5722 | 153.37 | PS02 940mm |  | 1111.94 | 1049 | RISER ISOLATORS ONLY | 12 | 400X300X1200 | 514.3226 | 485.21
3M TOWER | 275.6 | 260 | ALNWICK 342 | 1203.1 | 1135 | 2.5 M³/s GBDRC630 (inc INV) | 2629.86 | 2481 | Large LED Spots inc DALI | 121.9 | 115 | KSA | 46.2584 | 43.64 | AMEREX | 0 | 0 | UVR4S-5 2.0 M³/s | UVR4S-5 | 3587.517 | 3384.45 | 4 | S | 5 |  | 6S | 0.6 | CC202 / CC203 | COND. EXTRACT CASS. + SINGLE PLENUM BOX | 0 | 0 | PS03 940mm |  | 1303.8 | 1230 | RISER ISOLATORS ONLY | 13 | 400X300X2100 | 660.804 | 623.4
COMBI LADDER | 86.6974 | 81.79 | ANDOVER 102 | 408.1 | 385 | 3.0 M³/s GBDEC710 (Inc INV) | 2799.46 | 2641 | HCL600 DALI | 182.4896 | 172.16 | KSA-UV | 73.7124 | 69.54 | OTHER | 0 | 0 | UVR4S-6 2.4 M³/s | UVR4S-6 | 4238.1132 | 3998.22 | 4 | S | 6 |  | 4S | 0.2 | CC300 | SUPPLY AIR CASSETTE | 45.2832 | 42.72 | PS04 940mm |  | 1428.88 | 1348 | RISER ISOLATORS ONLY | 13 | 400X300X3000 | 750.533 | 708.05
PECO LIFT | 127.2 | 120 | ASHFORD 25 | 344.5 | 325 |  |  |  | HCL1200 DALI | 227.8894 | 214.99 | NF | 1.06 | 1 | 2 TANK SYSTEM | 3150.49 | 3150.49 | UVR4S-7 2.8 M³/s | UVR4S-7 | 4888.7094 | 4611.99 | 4 | S | 7 |  |  |  | CC301 | SINGLE PLENUM BOX | 44.7108 | 42.18 | PS05 940mm |  | 1592.12 | 1502 | RISER MECHANICAL | 9 | 400X300X1200 | 412.7004 | 389.34
3M YOUNGMAN BOARD | 60.4942 | 57.07 | AYLESBURY 86 | 306.34 | 289 | ATTENUATORS (EXTRACT) |  |  | HCL1800 DALI | 273.8722 | 258.37 | PSU | 112.678 | 106.3 | 2 TANK TRAVEL HUB | 0 | 0 | UVR4S-8 3.2 M³/s | UVR4S-8 | 5539.3056 | 5225.76 | 4 | S | 8 |  |  |  | CC400 | PASSIVE CASSETTE | 17.7444 | 16.74 | PS06 940mm |  | 1699.18 | 1603 | RISER MECHANICAL | 10 | 400X300X2100 | 535.6816 | 505.36
GS1930 SCISSOR LIFT | 566.7714 | 534.69 | BANBURY 128 | 434.6 | 410 | SMB500 | 429.3 | 405 |  |  |  | J BOX | 25.334 | 23.9 | 2 TANK DISTANCE | 3150.49 | 3150.49 | UVR4S-9 3.6 M³/s | UVR4S-9 | 6189.9018 | 5839.53 | 4 | S | 9 |  |  |  | CC500 | TEGRA 4000K DALI | 198.22 | 187 | PS07 940mm |  | 1889.98 | 1783 | RISER MECHANICAL | 10 | 400X300X3000 | 625.4 | 590
4-6 SHERASCOPIC | 92.4426 | 87.21 | BANGOR 324 | 1203.1 | 1135 | SMB550 | 430.36 | 406 | [6 empty] | NOBEL |  |  | UVR4S-10 4.0 M³/s | UVR4S-10 | 6840.498 | 6453.3 | 4 | S | 10 |  |  |  | CC501 | TEGRA 4000K DALI 3HRS DALI ECT | 267.12 | 252 | PS08 940mm |  | 2002.34 | 1889 | RISER COMBINED M&E | 12 | 1250X300X1200 | 877.4044 | 827.74
7-9 SHERASCOPIC | 123.702 | 116.7 | BARKING 32 | 344.5 | 325 | SMB650 | 327.54 | 309 | LM6 - up to 1200mm | 0 |  | SELECT DIAMETER | 0 | 0 | AMEREX |  |  | UVR4S-11 4.4 M³/s | UVR4S-11 | 7491.0942 | 7067.07 | 4 | S | 11 |  |  |  |  | Large LED Spots inc DALI | 119.78 | 113 | PS09 940mm |  | 2297.02 | 2167 | RISER COMBINED M&E | 13 | 1250X300X2100 | 1061.6218 | 1001.53
2.5% TOTAL CONTRACT VALUE | 0 | 0 | BARNET 55 | 376.3 | 355 | SMB700 | 604.2 | 570 | LM12 - 1200 - 2500mm | 0 |  | 1000 DIAMETER | 1023.96 | 966 | OTHER |  |  | UVR4S-12 4.8 M³/s | UVR4S-12 | 8141.6904 | 7680.84 | 4 | S | 12 |  |  |  | PRISONS | SECURITY FIXINGS PER TILE | 5.4484 | 5.14 | PS10 940mm |  | 2603.36 | 2456 | RISER COMBINED M&E | 13 | 1250X300X3000 | 1326.2084 | 1251.14
[30 empty] | 0 | [5 empty] | BIM/REVIT | 1 | DESIGN | 53 | 50
|  |  | BARNSLEY 209 | 858.6 | 810 |  |  |  | LM18 - 2500 - 3000mm | 0 |  | 1250MM DIAMETER | 1214.76 | 1146 | 3 TANK SYSTEM | 4162.85 | 4162.85 | UVR4L-1 0.8 M³/s | UVR4L-1 | 1022.6562 | 964.77 | 4 | L | 1 |  |  |  | PRISONS | SECURITY MULLION (3M) | 27.2208 | 25.68 |  |  |  |  | RACEWAY | 12 | 0-1100MM | 476.9576 | 449.96
SELECT CLADDING |  |  | BARNSTABLE 227 | 633.88 | 598 | CONTROLS |  |  | LED STRIP L6EM | 0 |  | 1500MM DIAMETER | 1444.78 | 1363 | 3 TANK TRAVEL HUB | 0 | 0 | UVR4L-2 1.6 M³/s | UVR4L-2 | 1710.7764 | 1613.94 | 4 | L | 2 |  |  |  |  | PAINTED TILES PER METRE | 0 | 0 | PANEL / UV-C |  |  |  | RACEWAY | 14 | 1101MM-2300MM | 633.6256 | 597.76
2M² (HFL) | 133.56 | 126 | BARROW-IN-FURNESS 348 | 1203.1 | 1135 | 5.5KW DANFOSS INV IP21 | 354.3474 | 334.29 | LED STRIP L12EM | 0 |  | 2000MM DIAMETER | 1585.76 | 1496 | 3 TANK DISTANCE | 4162.85 | 4162.85 | UVR4L-3 2.4 M³/s | UVR4L-3 | 2398.8966 | 2263.11 | 4 | L | 3 |  |  |  | CAPTUREJET | CAPTURE JET PLENUM (PER METRE) | 262.032 | 247.2 | Size | 0 |  |  | RACEWAY | 16 | 2301MM-3000MM | 734.6436 | 693.06
|  |  | BASILDON 38 | 344.5 | 325 | 7.5KW DANFOSS INV IP21 | 395.3588 | 372.98 | LED STRIP L18EM | 0 |  |  |  |  | NOBEL |  |  | UVR4L-4 3.2 M³/s | UVR4L-4 | 3087.0168 | 2912.28 | 4 | L | 4 |  |  |  |  | HI FOG MULLION MODS | 0 | 0 | PS01 1150mm |  | 2675.44 | 2524 | PEDESTAL LEG | 3 |  | 188.362 | 177.7
|  |  | BASINGSTOKE 82 | 333.9 | 315 | 11KW DANFOSS INV IP21 | 502.7262 | 474.27 | EL215 | 0 |  | WATER WASH CONTROLS | 0 | 0 | AMEREX |  |  | UVR4L-5 4.0 M³/s | UVR4L-5 | 3775.137 | 3561.45 | 4 | L | 5 |  |  |  |  | ULC GREASE EXTRACT CASS | 0 | 0 | PS02 1150mm |  | 3251.02 | 3067 | POT RACK (TUBULAR) | 6 | SINGLE SIDED UP TO 1200MM | 356.1494 | 335.99
|  |  | BATH 154 | 588.3 | 555 | 15KW DANFOSS INV IP21 | 572.6756 | 540.26 | EL218 | 0 |  | GWHIZZ | 174.688 | 164.8 | OTHER |  |  | UVR4L6 4.8 M³/s | UVR4L-6 | 4463.2572 | 4210.62 | 4 | L | 6 |  |  |  | MOD FRYER/BRATT SPEC | ULC PLENUM BOX (FIRE RATED) | 0 | 0 | PS03 1150mm |  | 4643.86 | 4381 | POT RACK (SOLID) | 3 | SINGLE SIDED UP TO 1200MM | 189.5598 | 178.83
|  |  | BEDFORD 103 | 413.4 | 390 | [6 empty] | PUMP | 19.1118 | 18.03 | 4 TANK SYSTEM | 5669.54 | 5669.54 | UVR4L-7 5.6 M³/s | UVR4L-7 | 5151.3774 | 4859.79 | 4 | L | 7 |  |  |  | BIM/REVIT | PER SQ/M | 5 | 5 | PS04 1150mm |  | 5477.02 | 5167 | SALAMANDER SUPPORT | 3 |  | 178.8326 | 168.71
INFILL |  |  | BERWICK-UPON-TWEED 371 | 1203.1 | 1135 | SUPPLY FANS SIZE |  |  | LIGHT SELECTION | 0 |  | MECH 1S | 1200.98 | 1133 | 4 TANK TRAVEL HUB | 0 | 0 | UVR4L-8 6.4 M³/s | UVR4L-8 | 5839.4976 | 5508.96 | 4 | L | 8 |  |  |  |  | ULC EMERGENCY LIGHT | 0 | 0 | PS05 1150mm |  | 6952.54 | 6559 | ELECTRICAL
INFILL PER M2 | 108.2578 | 102.13 | BILLERICAY 37 | 344.5 | 325 | 0.5 M³/s GBWEC400 (inc INV) | 1331.36 | 1256 | LED STRIP | 0 |  | MECH 2S | 1419.34 | 1339 | 4 TANK DISTANCE | 5669.54 | 5669.54 | UVR4L-9 7.2 M³/s | UVR4L-9 | 6527.6178 | 6158.13 | 4 | L | 9 | [7 empty] | PS06 1150mm |  | 7044.76 | 6646
|  |  | BIRKENHEAD 277 | 940.22 | 887 | 1.0 M³/s GBDEC450 (inc INV) | 1365.28 | 1288 | SMALL LED-SPOTS | 0 |  | MECH 3S | 1556.08 | 1468 | NOBEL |  |  | UVR4L-10 8.0 M³/s | UVR4L-10 | 7215.738 | 6807.3 | 4 | L | 10 |  |  |  | MARVEL |  |  |  | PS07 1150mm |  | 8531.94 | 8049 | MCB
CRATING |  |  | BIRMINGHAM 168 | 630.7 | 595 | 1.5 M³/s GBDEC500 (inc INV) | 1565.62 | 1477 | BIG LED-SPOTS | 0 |  | MECH 4S | 1856.06 | 1751 | AMEREX |  |  | UVR4L-11 8.8 M³/s | UVR4L-11 | 7903.8582 | 7456.47 | 4 | L | 11 |  |  |  | KITCHEN COMPONENTS |  |  |  | PS08 1150mm |  | 9407.5 | 8875 | MCB 4-WAY 125A |  |  | 273.0878 | 257.63
CRATING PER M3 | 116.6 | 110 | BISHOP'S STORTFORD 55 | 376.3 | 355 | 2.0 M³/s GBDEC560 (inc INV) | 2280.06 | 2151 | LED STRIP INC BATTERY | 0 |  | BROADOAK 1S | 793.94 | 749 | OTHER |  |  | UVR4L-12 9.6 M³/s | UVR4L-12 | 8591.9784 | 8105.64 | 4 | L | 12 |  |  |  | PS-154 EDGE BOX | LHC-2 CONTROL PANEL | 1374.1734 | 1296.39 | PS09 1550mm |  | 11249.78 | 10613 | MCB 6-WAY 125A |  |  | 300.3404 | 283.34
|  |  | BLACKBURN 283 | 940.22 | 887 | 2.5 M³/s GBDRC630 (inc INV) | 2629.86 | 2481 |  |  |  | BROADOAK 2S | 877.68 | 828 | 5 TANK SYSTEM | 7024.67 | 7024.67 | UVR6S-1 0.6 M³/s | UVR6S-1 | 1081.6452 | 1020.42 | 6 | S | 1 |  |  |  | PS-150 TOUCH SCREEN | LHC-2 HMI TOUCH SCREEN WALL HUNG ENCLOSURE | 281.43 | 265.5 | PS10 1150mm |  | 13001.96 | 12266 | MCB 8-WAY 125A |  |  | 311.7778 | 294.13
|  |  | BLACKPOOL 289 | 943.4 | 890 | 3.0 M³/s GBDEC710 (Inc INV) | 2799.46 | 2641 | SIZE LIGHTS… |  |  | BROADOAK 3S | 992.16 | 936 | 5 TANK TRAVEL HUB | 0 | 0 | UVR6S-2 1.2 M³/s | UVR6S-2 | 1828.871 | 1725.35 | 6 | S | 2 |  |  |  | RH & T SENSOR | LHC-2 TH1 | 69.377 | 65.45 |  |  |  |  | MCB 16-WAY 125A |  |  | 353.4994 | 333.49
CURRENCY | 1 |  | BLANDFORD FORUM 144 | 540.6 | 510 |  |  |  | 1000 | EL06FLO |  | BROADOAK 4S | 1055.76 | 996 | 5 TANK DISTANCE | 7024.67 | 7024.67 | UVR6S-3 1.8 M³/s | UVR6S-3 | 2576.0968 | 2430.28 | 6 | S | 3 | [5 empty] | 0 |  | BAG FILTERS |  |  |  | MCB 16-WAY 125A |  |  | 485.162 | 457.7
EURO | 0 |  | BODMIN 273 | 938.1 | 885 | ATTENUATORS (SUPPLY) |  |  | 1250 | EL09FLO |  | ANCILLARIES | 390.08 | 368 | NOBEL |  |  | UVR6S-4 2.4 M³/s | UVR6S-4 | 3323.3226 | 3135.21 | 6 | S | 4 |  |  |  | BIM/REVIT |  | 50 | 50 | Size | 0 |  |  | MCB 18-WAY 125A |  |  | 543.8966 | 513.11
GBP | 0 |  | BOGNOR REGIS 88 | 478.06 | 451 | SMB500 | 429.3 | 405 | 1500 | EL09FLO |  |  |  |  | AMEREX |  |  | UVR6S-5 3.0 M³/s | UVR6S-5 | 4070.5484 | 3840.14 | 6 | S | 5 |  |  |  | PS-150 EDGE CONNECTIVITY |  | 362.6578 | 342.13 | PS01 790mm |  | 708.08 | 668 | MCB 24-WAY 125A |  |  | 809.4054 | 763.59
USD | 0 |  | BOLTON 259 | 901 | 850 | SMB550 | 430.36 | 406 | 1750 | EL12FLO |  | SELECT W/W PODS | 0 | 0 | OTHER |  |  | UVR6S-6 3.6 M³/s | UVR6S-6 | 4817.7742 | 4545.07 | 6 | S | 6 | [5 empty] | 0 | 0 | PS02 790mm |  | 913.72 | 862 | MCB 4-WAY 160A |  |  | 593.1866 | 559.61
| 0 |  | BOOTLE 272 | 672.04 | 634 | SMB650 | 327.54 | 309 | 2000 | EL12FLO |  | 1000-S | 778.3368 | 734.28 | 6 TANK SYSTEM | 8151.82 | 8151.82 | UVR6S-7 4.2 M³/s | UVR6S-7 | 5565 | 5250 | 6 | S | 7 | [5 empty] | 0 | 0 | PS03 790mm |  | 1029.26 | 971 | MCB 6-WAY 160A |  |  | 620.4392 | 585.32
PLN | 0 |  | BOURNEMOUTH 140 | 540.6 | 510 | SMB700 | 604.2 | 570 | 2250 | EL15FLO |  | 1500-S | 873.9488 | 824.48 | 6 TANK TRAVEL HUB | 0 | 0 | UVR6S-8 4.8 M³/s | UVR6S-8 | 6312.2258 | 5954.93 | 6 | S | 8 |  |  |  | BIM/REVIT PER SYSTEM |  | 53 | 50 | PS04 790mm |  | 1103.46 | 1041 | MCB 8-WAY 160A |  |  | 631.8766 | 596.11
|  |  | BRADFORD 234 | 578.76 | 546 |  |  |  | 2500 | EL18FLO |  | 2000-S | 1152.8454 | 1087.59 | 6 TANK DISTANCE | 8151.82 | 8151.82 | UVR6S-9 5.4 M³/s | UVR6S-9 | 7059.4516 | 6659.86 | 6 | S | 9 | [7 empty] | PS05 790mm |  | 1232.78 | 1163 | MCB 16-WAY 160A |  |  | 673.5982 | 635.47
CANOPY TYPE | FILTER TYPE | PSU | BRAINTREE 60 | 218.36 | 206 | Electric heater inc controls |  |  | 2750 | EL18FLO |  | 2500-S | 1183.3522 | 1116.37 | NOBEL |  |  | UVR6S-10 5.4 M³/s | UVR6S-10 | 7806.6774 | 7364.79 | 6 | S | 10 | [7 empty] | PS06 790mm |  | 1323.94 | 1249 | MCB 16-WAY 160A |  |  | 801.0208 | 755.68
KVX | KSA | PSU | BRIDGEND 205 | 858.6 | 810 | upto 12kW | 687.0072 | 648.12 | 3000 | EL18FLO |  | 3000-S | 1317.4104 | 1242.84 | AMEREX |  |  | UVR6S-11 6.6 M³/s | UVR6S-11 | 8553.9032 | 8069.72 | 6 | S | 11 |  |  |  | CANOPY COMPONENTS | EXTRACT PLENUM |  |  | PS07 790mm |  | 1340.9 | 1265 | MCB 18-WAY 160A |  |  | 863.9954 | 815.09
KVX-M | KSA | PSU | BRIDLINGTON 244 | 633.88 | 598 | upto 24kW | 894.0252 | 843.42 | 1000 | LED STRIP L6 |  | 1000-D | 1102.1562 | 1039.77 | OTHER |  |  | UVR6S-12 7.2 M³/s | UVR6S-12 | 9301.129 | 8774.65 | 6 | S | 12 |  |  |  | SUPERVISOR | LHC-2-MU1 + VV1 | 226.84 | 214 | PS08 790mm |  | 1593.18 | 1503 | MCB 24-WAY 160A |  |  | 1129.5042 | 1065.57
KVI | KSA | PSU | BRIGHTON 68 | 477 | 450 | upto 30kW | 1228.01 | 1158.5 | 1250 | LED STRIP L6 |  | 1500-D | 1281.1584 | 1208.64 |  |  |  | UVR6L-1 1.2 M³/s | UVR6L-1 | 1123.3456 | 1059.76 | 6 | L | 1 |  |  |  | ICM CABLE (3M OR 5M) | 1 PER SECTION | 2.067 | 1.95 | PS09 790mm |  | 1749 | 1650 | MCB 4-WAY 250A |  |  | 699.0382 | 659.47
KVF | KSA | PSU | BRISTOL 157 | 598.9 | 565 | upto 36kW | 1241.5038 | 1171.23 | 1500 | LED STRIP L6 |  | 2000-D | 1826.7192 | 1723.32 |  | 2025-01-01 | 2024-10-01 | UVR6L-2 2.4 M³/s | UVR6L-2 | 1913.777 | 1805.45 | 6 | L | 2 | [5 empty] | 0 | 0 | PS10 790mm |  | 2001.28 | 1888 | MCB 6-WAY 250A |  |  | 726.2908 | 685.18
UVX | KSA | PSU | BUCKINGHAMSHIRE 109 | 424 | 400 | upto 42kW | 1332.6002 | 1257.17 | 1750 | LED STRIP L12 |  | 2500-D | 1875.5216 | 1769.36 | TANK INSTALL |  |  | UVR6L-3 3.6 M³/s | UVR6L-3 | 2704.2084 | 2551.14 | 6 | L | 3 |  |  |  | NTC-4 SENSOR | 1 PER SECTION | 7.2292 | 6.82 |  |  |  |  | MCB 8-WAY 250A |  |  | 737.7282 | 695.97
UVX-M | KSA | PSU | BURNLEY 296 | 672.04 | 634 |  |  |  | 2000 | LED STRIP L12 |  | 3000-D | 2131.4162 | 2010.77 | 1 TANK | 700 | 700 | UVR6L-4 4.8 M³/s | UVR6L-4 | 3494.6398 | 3296.83 | 6 | L | 4 |  |  |  | LIR-2 SENSOR | 1 PER SECTION | 136.8354 | 129.09 | HEPA FILTERS |  |  |  | MCB 16-WAY 250A |  |  | 779.4498 | 735.33
UVI | KSA | PSU | BURTON UPON TRENT 175 | 598.9 | 565 |  |  |  | 2250 | LED STRIP L12 |  |  |  |  | 1 TANK DISTANCE | 930 | 930 | UVR6L-5 6.0 M³/s | UVR6L-5 | 4285.0712 | 4042.52 | 6 | L | 5 |  |  |  | MOTORISED DAMPER | 600/400 X 300MM 1 PER SPIGOT | 409.2236 | 386.06 | Size | 0 |  |  | MCB 16-WAY 250A |  |  | 906.8724 | 855.54
UVF | KSA | PSU | BURY ST EDMUNDS 98 | 408.1 | 385 |  |  |  | 2500 | LED STRIP L18 |  |  |  |  | 2 TANK | 1250 | 1250 | UVR6L-6 7.2 M³/s | UVR6L-6 | 5075.5026 | 4788.21 | 6 | L | 6 |  |  |  | HFA CIRC. DAMPER | 250MM DIAMETER | 298.3264 | 281.44 | PS01 600mm |  | 984.74 | 929 | MCB 18-WAY 250A |  |  | 969.847 | 914.95
UV-C POD | KSA | PSU | CAMBRIDGE 85 | 455.8 | 430 |  |  |  | 2750 | LED STRIP L18 |  | EXTRAS | 0 | 0 | 2 TANK DISTANCE | 1480 | 1480 | UVR6L-7 8.4 M³/s | UVR6L-7 | 5865.934 | 5533.9 | 6 | L | 7 |  |  |  | HFR RECT. DAMPER | 315MM INLET 500X400 OUTLET | 333.635 | 314.75 | PS02 600mm |  | 1375.88 | 1298 | MCB 24-WAY 250A |  |  | 1235.3558 | 1165.43
CMWI | WW PODS | PSU | CANNOCK 175 | 651.9 | 615 |  |  |  | 3000 | LED STRIP L18 |  | CMW PIPEWORK HWS/CWS |  |  | 3 TANK | 1800 | 1800 | UVR6L-8 9.6 M³/s | UVR6L-8 | 6656.3654 | 6279.59 | 6 | L | 8 | [7 empty] | PS03 600mm |  | 1770.2 | 1670
CMWF | WW PODS | PSU | CANTERBURY 30 | 344.5 | 325 | [9 empty] | 3 TANK DISTANCE | 2160 | 2160 | UVR6L-9 10.8 M³/s | UVR6L-9 | 7446.7968 | 7025.28 | 6 | L | 9 | [7 empty] | PS04 600mm |  | 1965.24 | 1854 | REMOTE RCD & HOUSING |  |  | 151.7284 | 143.14
CXW | GRILLE | J BOX | CARDIFF 192 | 673.1 | 635 | [9 empty] | 4 TANK | 2100 | 2100 | UVR6L-10 12.0 M³/s | UVR6L-10 | 8237.2282 | 7770.97 | 6 | L | 10 |  |  |  | CANOPY COMPONENTS | EXTRACT PLENUM |  |  | PS05 600mm |  | 2354.26 | 2221
CXW-M | GRILLE | J BOX | CARLISLE 356 | 1113 | 1050 | [9 empty] | 4 TANK DISTANCE | 2460 | 2460 | UVR6L-11 13.2 M³/s | UVR6L-11 | 9027.6596 | 8516.66 | 6 | L | 11 | [6 empty] | 243.96 | PS06 600mm |  | 2540.82 | 2397 | SHUNT TRIP + KO | On Request for Schneider ONLY |  | 0 | 0 | Shunt is included in the ABB costs that we curerently use as advised by S.Steers
KVV | NF | J BOX | CARMARTHEN 252 | 890.4 | 840 | [9 empty] | 5 TANK | 2550 | 2550 | UVR6L-12 14.4 M³/s | UVR6L-12 | 9818.091 | 9262.35 | 6 | L | 12 | [6 empty] | 0 | PS07 600mm |  | 3072.94 | 2899 | ADDITIONAL KO |  |  |  | 36.05
PSU | PSU |  | CHELMSFORD 51 | 371 | 350 | [9 empty] | 5 TANK DISTANCE | 3230 | 3230 | UVR8S-1 0.8 M³/s | UVR8S-1 | 1231.0204 | 1161.34 | 8 | S | 1 | [6 empty] | 271.78 | PS08 600mm |  | 3340.06 | 3151 | ISO/ OUTLET (NO MCB)
|  |  | CHELTENHAM 148 | 540.6 | 510 | [9 empty] | 6 TANK | 2550 | 2550 | UVR8S-2 1.6 M³/s | UVR8S-2 | 2129.1266 | 2008.61 | 8 | S | 2 | [6 empty] | 118.77 | PS09 600mm |  | 3781.02 | 3567
|  |  | CHESTER 268 | 890.4 | 840 | [9 empty] | 6 TANK DISTANCE | 3230 | 3230 | UVR8S-3 2.4 M³/s | UVR8S-3 | 3027.2328 | 2855.88 | 8 | S | 3 | [6 empty] | 0 | PS10 600mm |  | 4185.94 | 3949 | 16 AMP 1-PH ISO/OUTLET(NO MCB) |  |  | 97.1066 | 91.61
|  |  | COVENTRY 146 | 556.5 | 525 | [12 empty] | UVR8S-4 3.2 M³/s | UVR8S-4 | 3925.339 | 3703.15 | 8 | S | 4 | [6 empty] | 0 |  |  |  |  | 32 AMP 1-PH ISO/OUTLET(NO MCB) |  |  | 108.226 | 102.1
|  |  | CHIPPENHAM 136 | 540.6 | 510 | [12 empty] | UVR8S-5 4.0 M³/s | UVR8S-5 | 4823.4452 | 4550.42 | 8 | S | 5 |  |  |  | MOTORISED DAMPERS |  |  |  | HEAT RECLAIM COIL |  |  |  | 16 AMP 3-PH ISO/OUTLET(NO MCB) |  |  | 102.3006 | 96.51
|  |  | COLCHESTER 78 | 424 | 400 | [12 empty] | UVR8S-6 4.8 M³/s | UVR8S-6 | 5721.5514 | 5397.69 | 8 | S | 6 |  |  |  | UKV RECT DAMPER | 0.440M3/S - 1.600M3/S | 387.96 | 366 | Size | 0 |  |  | 32 AMP 3-PH ISO/OUTLET(NO MCB) |  |  | 120.469 | 113.65
|  |  | CORBY 128 | 434.6 | 410 | [12 empty] | UVR8S-7 5.6 M³/s | UVR8S-7 | 6619.6576 | 6244.96 | 8 | S | 7 |  |  |  | UKV RECT DAMPER | 0.528M3/S - 1.920M3/S | 398.56 | 376 | PS01 600mm |  | 1102.4 | 1040 | 63 AMP 3-PH ISO/OUTLET(NO MCB) |  |  | 215.0634 | 202.89
|  |  | DARTMOUTH 245 | 890.4 | 840 | [12 empty] | UVR8S-8 6.4 M³/s | UVR8S-8 | 7517.7638 | 7092.23 | 8 | S | 8 |  |  |  | UKV RECT DAMPER | 0.616M3/S - 2.240M3/S | 412.34 | 389 | PS02 600mm |  | 1445.84 | 1364 | 125 AMP 3-PH ISO/OUTLET(NO MCB) |  |  | 461.3332 | 435.22
|  |  | DERBY 178 | 636 | 600 | [12 empty] | UVR8S-9 7.2 M³/s | UVR8S-9 | 8415.87 | 7939.5 | 8 | S | 9 |  |  |  | UKV RECT DAMPER | 0.880M3/S - 3.200M3/S | 481.24 | 454 | PS03 600mm |  | 1724.62 | 1627
[18 empty] | UVR8S-10 8.0 M³/s | UVR8S-10 | 9313.9762 | 8786.77 | 8 | S | 10 |  |  |  | UKV RECT DAMPER | 1.100M3/S - 4.000M3/S | 517.28 | 488 | PS04 600mm |  | 2110.46 | 1991 | ISO / OUTLET (MCB) | [5 empty] | Size factor
|  |  | DONCASTER 203 | 858.6 | 810 | [12 empty] | UVR8S-11 8.8 M³/s | UVR8S-11 | 10212.0824 | 9634.04 | 8 | S | 11 |  |  |  | UKV RECT DAMPER | 1.760M3/S - 6.400M3/S | 570.28 | 538 | PS05 600mm |  | 2462.38 | 2323
|  |  | DORCHESTER 160 | 556.5 | 525 | [12 empty] | UVR8S-12 9.6 M³/s | UVR8S-12 | 11110.1886 | 10481.31 | 8 | S | 12 |  |  |  | UKV RECT DAMPER | 1.760M3/S - 6.400M3/S | 602.08 | 568 | PS06 600mm |  | 2776.14 | 2619 | 16 AMP 1-PH ISO/OUTLET(MCB) |  |  | 207.7918 | 196.03 |  | 0.33
KVI-LL | KSA |  | DORKING 46 | 323.3 | 305 | [12 empty] | UVR8L-1 1.6 M³/s | UVR8L-1 | 1264.6436 | 1193.06 | 8 | L | 1 | [7 empty] | PS07 600mm |  | 3365.5 | 3175 | 32 AMP 1-PH ISO/OUTLET(MCB) |  |  | 212.371 | 200.35 |  | 0.33
UVI-LL | KSA |  | DOVER 45 | 344.5 | 325 | [12 empty] | UVR8L-2 3.2 M³/s | UVR8L-2 | 2148.673 | 2027.05 | 8 | L | 2 | [7 empty] | PS08 600mm |  | 3977.12 | 3752 | 16 AMP 3-PH ISO/OUTLET(MCB + VIGI) |  |  | 346.2702 | 326.67 |  | 2
CMW-I-MUAP | WW PODS |  | DUNDEE 499 | 1711.9 | 1615 | [12 empty] | UVR8L-3 4.8 M³/s | UVR8L-3 | 3128.1024 | 2951.04 | 8 | L | 3 |  |  |  | DELIVER & INSTALLATION |  |  |  | PS09 600mm |  | 4307.84 | 4064 | 32 AMP 3-PH ISO/OUTLET(MCB + VIGI) |  |  | 362.944 | 342.4 |  | 2
CV-I-MUAP | CENTREX |  | DURHAM 299 | 969.9 | 915 | [12 empty] | UVR8L-4 6.4 M³/s | UVR8L-4 | 4059.8318 | 3830.03 | 8 | L | 4 |  |  |  | PROGRAMMING | 4HRS | 127.2 | 120 | PS10 600mm |  | 5139.94 | 4849 | 63 AMP 3-PH ISO/OUTLET(MCB) |  |  | 311.4174 | 293.79 |  | 1
CV-W-MUAP | CENTREX |  | EASTBOURNE 57 | 482.3 | 455 | [12 empty] | UVR8L-5 8.0 M³/s | UVR8L-5 | 4991.5612 | 4709.02 | 8 | L | 5 |  |  |  | WORKSHOP INSTALL | 4HRS PER SECTION | 127.2 | 120 |  |  |  |  | 125 AMP 3-PH ISO/OUTLET(MCB) |  |  | 927.0124 | 874.54 |  | 1
|  |  | EASTLEIGH 109 | 424 | 400 | [12 empty] | UVR8L-6 9.6 M³/s | UVR8L-6 | 5923.2906 | 5588.01 | 8 | L | 6 |  |  |  | SITE INSTALLATION | 4 SECTIONS PER DAY | 583 | 550 | CARBON FILTERS |  |  |  | 16 AMP 3-PH ISO/OUTLET(MCB + RCD) |  |  | 351.0402 | 331.17 |  | 1
|  |  | EDINBURGH 428 | 1469.16 | 1386 | [12 empty] | UVR8L-7 11.2 M³/s | UVR8L-7 | 6855.02 | 6467 | 8 | L | 7 |  |  |  | CONSUMABLES | PER SYSTEM | 127.2 | 120 | Size | 0 |  |  | 32 AMP 3-PH ISO/OUTLET(MCB + RCD) |  |  | 367.714 | 346.9 |  | 1
|  |  | ENFIELD 49 | 371 | 350 | [12 empty] | UVR8L-8 12.8 M³/s | UVR8L-8 | 7786.7494 | 7345.99 | 8 | L | 8 |  |  |  | 1st TEST & COMMISSION | 4 SECTIONS PER DAY | 603 | 423 | PS01 800mm |  |  | 1218
|  |  | EXETER 205 | 858.6 | 810 | [12 empty] | UVR8L-9 14.4 M³/s | UVR8L-9 | 8718.4788 | 8224.98 | 8 | L | 9 |  |  |  | 2nd TEST & COMMISSION | 1 DAY PER SYSTEM | 603 | 423 | PS02 800mm |  |  | 1861
|  |  | EXMOUTH 207 | 858.6 | 810 | [12 empty] | UVR8L-10 16.0 M³/s | UVR8L-10 | 9650.2082 | 9103.97 | 8 | L | 10 | [7 empty] | PS03 800mm |  |  | 2482 | 3-PHASE ISOLATOR/OUTLET
|  |  | FELIXSTOWE 103 | 424 | 400 | [12 empty] | UVR8L-11 17.6 M³/s | UVR8L-11 | 10581.9376 | 9982.96 | 8 | L | 11 | [7 empty] | PS04 800mm |  |  | 3045
|  |  | GATWICK 44 | 323.3 | 305 | [12 empty] | UVR8L-12 19.2 M³/s | UVR8L-12 | 11513.667 | 10861.95 | 8 | L | 12 | [7 empty] | PS05 800mm |  |  | 4062
|  |  | GLASGOW 456 | 1590 | 1500 | [26 empty] | PS06 800mm |  |  | 4134
|  |  | GLASTONBURY 164 | 598.9 | 565 | [26 empty] | PS07 800mm |  |  | 5600
|  |  | GLOUCESTER 151 | 545.9 | 515 | [26 empty] | PS08 800mm |  |  | 5778
|  |  | GRANTHAM 143 | 567.1 | 535 | [26 empty] | PS09 800mm |  |  | 7288
|  |  | GREAT YARMOUTH 147 | 567.1 | 535 | [26 empty] | PS10 800mm |  |  | 7806
|  |  | GRIMSBY 215 | 863.9 | 815
|  |  | GUILDFORD 59 | 344.5 | 325 | [26 empty] | FAN SECTION
|  |  | HARLOW 47 | 344.5 | 325 | [26 empty] | Size | 0 |  |  | RING MAIN |  | INC 2NO SSO | 90.6194 | 85.49
|  |  | HARROGATE 236 | 890.4 | 840 | [26 empty] | PS01 1560mm |  |  | 1889 | ADDITIONAL SSO |  |  | 40.3966 | 38.11
|  |  | HARTLEPOOL 286 | 940.22 | 887 | [26 empty] | PS02 1560mm |  |  | 2142 | BS 6173 CT1750 |  | GAS INTERLOCK EX-WORKS | 836.34 | 789
|  |  | HASTINGS 40 | 445.2 | 420 | [26 empty] | PS03 1560mm |  |  | 2980 | RING MAIN |  | INC 2NO SSO WITH MCB | 146.3012 | 138.02
|  |  | HEXHAM 325 | 1060 | 1000 | [26 empty] | PS04 1560mm |  |  | 3464 | GAS (MF MECH)
|  |  | HEREFORD 184 | 726.1 | 685 | [26 empty] | PS05 2060mm |  |  | 4074 | GAS MANIFOLD |  | 50MM UP TO 6M | 422.5372 | 398.62
|  |  | HIGH WYCOMBE 80 | 386.9 | 365 | [26 empty] | PS06 2060mm |  |  | 4380 | GAS MANIFOLD |  | 40MM UP TO 6M | 355.4392 | 335.32
|  |  | HIGHBRIDGE 187 | 651.9 | 615 | [26 empty] | PS07 2060mm |  |  | 5466 | GAS MANIFOLD |  | 32MM UP TO 6M | 344.4364 | 324.94
|  |  | HOLYHEAD 347 | 1203.1 | 1135 | [26 empty] | PS08 2060mm |  |  | 6244 | GAS MANIFOLD |  | 25MM UP TO 6M | 301.8562 | 284.77
|  |  | HONITON 190 | 651.9 | 615 | [26 empty] | PS09 2060mm |  |  | 6651 | GAS CONNECTION |  | 15MM | 70.3416 | 66.36
|  |  | HORSHAM 55 | 344.5 | 325 | [26 empty] | PS10 2060mm |  |  | 6803 | GAS CONNECTION |  | 20MM | 76.4366 | 72.11
|  |  | HOUNSLOW 55 | 344.5 | 325 | [30 empty] | GAS CONNECTION |  | 25MM | 72.5252 | 68.42
|  |  | HUDDERSFIELD 239 | 906.3 | 855 | [26 empty] | ACCESS SECTION |  |  |  | GAS CONNECTION |  | 32MM | 109.7418 | 103.53
|  |  | HULL 247 | 895.7 | 845 | [26 empty] | Size | 0 |  |  | GAS SOLONOID VALVE |  | 25MM | 80.2632 | 75.72
|  |  | HUNTINGDON 94 | 396.44 | 374 | [26 empty] | PS01 600mm |  | 518.34 | 489 | GAS SOLONOID VALVE |  | 32MM | 105.8834 | 99.89
|  |  | INVERNESS 619 | 2072.3 | 1955 | [26 empty] | PS02 600mm |  | 608.44 | 574 | GAS SOLONOD VALVE |  | 40MM | 137.5668 | 129.78
|  |  | IPSWICH 94 | 408.1 | 385 | [26 empty] | PS03 600mm |  | 648.72 | 612 | GAS SOLONOID VALVE |  | 50MM | 157.2192 | 148.32
|  |  | IRELAND | on application | application | [26 empty] | PS04 600mm |  | 679.46 | 641 | WATER (MF MECH)
|  |  | KENDAL 321 | 1203.1 | 1135 | [26 empty] | PS05 600mm |  | 739.88 | 698 | CWS MANIFOLD |  | 28MM UP TO 6M | 307.0184 | 289.64
|  |  | KETTERING 127 | 434.6 | 410 | [26 empty] | PS06 600mm |  | 791.82 | 747 | CWS MANIFOLD |  | 22MM UP TO 6M | 264.0778 | 249.13
|  |  | KIDDERMINSTER 179 | 622.22 | 587 | [26 empty] | PS07 600mm |  | 854.36 | 806 | CWS MANIFOLD |  | 15MM UP TO 6M | 147.5096 | 139.16
|  |  | KILMARNOCK 449 | 1203.1 | 1135 | [26 empty] | PS08 600mm |  | 899.94 | 849 | HWS MANIFOLD |  | 22/15MM UP TO 6M | 327.3916 | 308.86
|  |  | KINGSTON UPON HULL 220 | 578.76 | 546 | [26 empty] | PS09 600mm |  | 1045.16 | 986 | WATER CONNECTION |  | 15MM | 77.4224 | 73.04
|  |  | KINGSTON UPON THAMES 52 | 344.5 | 325 | [26 empty] | PS10 600mm |  | 1182.96 | 1116 | WATER CONNECTION |  | 22MM | 80.984 | 76.4
|  |  | LANCASTER 290 | 943.4 | 890 | [30 empty] | WATER CONNECTION |  | 28MM | 93.651 | 88.35
|  |  | LAUNCESTON 251 | 906.3 | 855 | [26 empty] | ESP SECTION |  |  |  | INSULATION |  | PER METRE | 16.377 | 15.45
|  |  | LEAMINGTON SPA 146 | 540.6 | 510 | [26 empty] | Size | 0 |  |  | TAPS (FAUCETS) |  | DIE-PAT | 93.28 | 88
|  |  | LEEDS 231 | 885.1 | 835 | [26 empty] | PS01 800mm |  | 2133.515 | 2012.75 |  |  |  | 0 | 0
|  |  | LEICESTER 151 | 636 | 600 | [26 empty] | PS02 800mm |  | 3052.5774 | 2879.79 | CRATING |  |  | 116.6 | 110
[32 empty] | PS03 940mm |  | 4191.9502 | 3954.67 | DELIVERY C/W CANOPY |  | SELECT LOCATION… | 0 | 0
|  |  | LEIGH ON SEA 45 | 344.5 | 325 | [26 empty] | PS04 940mm |  | 4800.2418 | 4528.53 | INSTALLATION |  | CARCASS | 583 | 550
|  |  | LEWISHAM 29 | 344.5 | 325 | [26 empty] | PS05 940mm |  | 5895.3808 | 5561.68 | INSTALLATION |  | M&E SERVICES | 583 | 550
|  |  | LINCOLN 179 | 651.9 | 615 | [26 empty] | PS06 940mm |  | 6484.0306 | 6117.01 | OVERNIGHT |  |  | 0 | 0
[5 empty] | 383.16 | [26 empty] | PS07 940mm |  | 8054.7386 | 7598.81 | CONSUMABLES |  |  | 0 | 0
|  |  | LIVERPOOL 258 | 895.7 | 845 | [26 empty] | PS08 940mm |  | 8897.057 | 8393.45 | SITE LIVE TEST |  | OPTION | 640.24 | 604
|  |  | LLANDUDNO 309 | 1203.1 | 1135 | [26 empty] | PS09 940mm |  | 10627.0088 | 10025.48
|  |  | LONDON in FORS GOLD(varies) | 349.8 | 330 | [26 empty] | PS10 940mm |  | 11815.4172 | 11146.62
|  |  | LUTON 80 | 386.9 | 365
|  |  | MABLETHORPE 182 | 651.9 | 615
|  |  | MACCLESFIELD 244 | 906.3 | 855
|  |  | MANCHESTER 251 | 906.3 | 855
|  |  | MARGATE 46 | 344.5 | 325
|  |  | MIDDLESBROUGH 286 | 948.7 | 895
|  |  | MILFORD HAVEN 289 | 940.22 | 887
|  |  | MILTON KEYNES 101 | 413.4 | 390
|  |  | MORPETH 327 | 1049.4 | 990
|  |  | NANTWICH 232 | 906.3 | 855
|  |  | NEWBURY 101 | 396.44 | 374
|  |  | NEWCASTLE 308 | 1028.2 | 970
|  |  | NEWPORT 178 | 622.22 | 587
|  |  | NEWQUAY 178 | 940.22 | 887
|  |  | NORTHAMPTON 116 | 424 | 400
|  |  | NORTHUMBERLAND 341 | 1203.1 | 1135
|  |  | NORWICH 136 | 551.2 | 520
|  |  | NOTTINGHAM 177 | 651.9 | 615
|  |  | OKEHAMPTON 232 | 906.3 | 855
|  |  | OXFORD 106 | 424 | 400
|  |  | PENRITH 316 | 1028.2 | 970
|  |  | PENZANCE 318 | 1028.2 | 970
|  |  | PERTH 477 | 1203.1 | 1135
|  |  | PETERBOROUGH 124 | 540.6 | 510
|  |  | PETERSFIELD 87 | 478.06 | 451
|  |  | PETWORTH 71 | 478.06 | 451
|  |  | PLYMOUTH 247 | 890.4 | 840
|  |  | PONTEFRACT 221 | 906.3 | 855
|  |  | POOLE 144 | 540.6 | 510
|  |  | PORTSMOUTH 102 | 418.7 | 395
|  |  | READING 88 | 408.1 | 385
|  |  | REIGATE 39 | 344.5 | 325
|  |  | RINGWOOD 130 | 540.6 | 510
|  |  | ROSS-ON-WYE 171 | 622.22 | 587
|  |  | ROTHERHAM 203 | 578.76 | 546
|  |  | SALISBURY 120 | 524.7 | 495
|  |  | SCARBOROUGH 277 | 940.22 | 887
|  |  | SCUNTHORPE 204 | 858.6 | 810
|  |  | SHEFFIELD 205 | 858.6 | 810
|  |  | SHREWSBURY 207 | 858.6 | 810
|  |  | SHROPSHIRE 218 | 906.3 | 855
|  |  | SLOUGH 72 | 396.44 | 374
|  |  | SOUTH SHIELDS 310 | 1203.1 | 1135
|  |  | SOUTHAMPTON 112 | 424 | 400
|  |  | SOUTHEND 52 | 371 | 350
|  |  | SOUTHPORT 279 | 940.22 | 887
|  |  | SPALDING 143 | 545.9 | 515
|  |  | ST ALBANS 62 | 355.1 | 335
|  |  | ST IVES 317 | 1038.8 | 980
|  |  | STAFFORD 187 | 731.4 | 690
|  |  | STAINES 61 | 355.1 | 335
|  |  | STEVENAGE 72 | 386.9 | 365
|  |  | STIRLING 445 | 1203.1 | 1135
|  |  | STOCKPORT 257 | 906.3 | 855
|  |  | STOCKTON 278 | 940.22 | 887
|  |  | STOKE-ON-TRENT 205 | 858.6 | 810
|  |  | STRATFORD UPON AVON 151 | 540.6 | 510
|  |  | SUNDERLAND 309 | 1022.9 | 965
|  |  | SWANSEA 229 | 795 | 750
|  |  | SWINDON 121 | 540.6 | 510
|  |  | TAMWORTH 180 | 622.22 | 587
|  |  | TAUNTON 185 | 651.9 | 615
|  |  | TELFORD 193 | 651.9 | 615
|  |  | TILBURY 34 | 344.5 | 325
|  |  | TORQUAY 227 | 906.3 | 855
|  |  | TUNBRIDGE WELLS 26 | 344.5 | 325
|  |  | UXBRIDGE 74 | 386.9 | 365
|  |  | WAKEFIELD 214 | 906.3 | 855
|  |  | WARMINSTER 137 | 540.6 | 510
|  |  | WARWICK 148 | 567.1 | 535
|  |  | WATFORD 67 | 386.9 | 365
|  |  | WELSHPOOL 238 | 906.3 | 855
|  |  | WEMBLEY 55 | 376.3 | 355
|  |  | WEYMOUTH 173 | 622.22 | 587
|  |  | WHITBY 282 | 940.22 | 887
|  |  | WIGAN 252 | 901 | 850
|  |  | WINCANTON 149 | 540.6 | 510
|  |  | WINCHESTER 100 | 429.3 | 405
|  |  | WOKING 60 | 386.9 | 365
|  |  | WOLVERHAMPTON 175 | 646.6 | 610
|  |  | WORCESTER 160 | 630.7 | 595
|  |  | WREXHAM 250 | 906.3 | 855
|  |  | YEOVIL 163 | 593.6 | 560
|  |  | YORK 243 | 895.7 | 845
Note on AW111: Simon Still: 1/2inch single tap wall mounted c/w 24inch dbl swing

## CC (hidden)
TYPE | LENGTH | WIDTH | CODE | TOTAL COST | LABOUR | WORKSHOP | EXTRACT PLENUM | BODY | KVV BODY | CX-W BODY | FRONT PLENUM | FRONT PANEL | MUAP PERF | INSULATION | UV DOOR | PRESSURE TAP | DRAWER | DAMPERS | CJ FAN | MUA SPIGOT | DIFFUSER | LIGHT ROOF | ANCILLARIES | DETERGENT | MECHANICAL | ELECTRICAL | ENCLOSURE | PUMP | END PANEL
UVX | 1000 | 1000 |  |  | 16
UVX | 1250 | 1000 |  |  | 16 | [24 empty] | PRICE INCREASE
UVX | 1500 | 1000 |  |  | 16 | [24 empty] | DATE | %
UVX | 1750 | 1000 |  |  | 16 | [24 empty] | 2025-01-01 | 6% | ALL COSTS
UVX | 2000 | 1000 |  |  | 16
UVX | 2250 | 1000 |  |  | 18
UVX | 2500 | 1000 |  |  | 18
UVX | 2750 | 1000 |  |  | 18
UVX | 3000 | 1000 |  |  | 18
UVX | 1000 | 1250 |  |  | 16
UVX | 1250 | 1250 |  |  | 16
UVX | 1500 | 1250 |  |  | 16
UVX | 1750 | 1250 |  |  | 16
UVX | 2000 | 1250 |  |  | 16
UVX | 2250 | 1250 |  |  | 16
UVX | 2500 | 1250 |  |  | 18
UVX | 2750 | 1250 |  |  | 18
UVX | 3000 | 1250 |  |  | 18
UVX | 1000 | 1500 |  |  | 16
UVX | 1250 | 1500 |  |  | 16
UVX | 1500 | 1500 |  |  | 16
UVX | 1750 | 1500 |  |  | 16
UVX | 2000 | 1500 |  |  | 16
UVX | 2250 | 1500 |  |  | 18
UVX | 2500 | 1500 |  |  | 18
UVX | 2750 | 1500 |  |  | 18
UVX | 3000 | 1500 |  |  | 18
UVX | 1000 | 1750 |  |  | 16
UVX | 1250 | 1750 |  |  | 16
UVX | 1500 | 1750 |  |  | 16
UVX | 1750 | 1750 |  |  | 16
UVX | 2000 | 1750 |  |  | 16
UVX | 2250 | 1750 |  |  | 18
UVX | 2500 | 1750 |  |  | 18
UVX | 2750 | 1750 |  |  | 18
UVX | 3000 | 1750 |  |  | 18
UVX | 1000 | 2000 |  |  | 16
UVX | 1250 | 2000 |  |  | 16
UVX | 1500 | 2000 |  |  | 16
UVX | 1750 | 2000 |  |  | 16
UVX | 2000 | 2000 |  |  | 16
UVX | 2250 | 2000 |  |  | 18
UVX | 2500 | 2000 |  |  | 18
UVX | 2750 | 2000 |  |  | 18
UVX | 3000 | 2000 |  |  | 18
UVI | 1000 | 1000 |  |  | 19
UVI | 1250 | 1000 |  |  | 19
UVI | 1500 | 1000 |  |  | 19
UVI | 1750 | 1000 |  |  | 19
UVI | 2000 | 1000 |  |  | 19
UVI | 2250 | 1000 |  |  | 24
UVI | 2500 | 1000 |  |  | 24
UVI | 2750 | 1000 |  |  | 24
UVI | 3000 | 1000 |  |  | 24
UVI | 1000 | 1250 |  |  | 19
UVI | 1250 | 1250 |  |  | 19
UVI | 1500 | 1250 |  |  | 19
UVI | 1750 | 1250 |  |  | 19
UVI | 2000 | 1250 |  |  | 19
UVI | 2250 | 1250 |  |  | 24
UVI | 2500 | 1250 |  |  | 24
UVI | 2750 | 1250 |  |  | 24
UVI | 3000 | 1250 |  |  | 24
UVI | 1000 | 1500 |  |  | 19
UVI | 1250 | 1500 |  |  | 19
UVI | 1500 | 1500 |  |  | 19
UVI | 1750 | 1500 |  |  | 19
UVI | 2000 | 1500 |  |  | 19
UVI | 2250 | 1500 |  |  | 24
UVI | 2500 | 1500 |  |  | 24
UVI | 2750 | 1500 |  |  | 24
UVI | 3000 | 1500 |  |  | 24
UVI | 1000 | 1750 |  |  | 19
UVI | 1250 | 1750 |  |  | 19
UVI | 1500 | 1750 |  |  | 19
UVI | 1750 | 1750 |  |  | 19
UVI | 2000 | 1750 |  |  | 19
UVI | 2250 | 1750 |  |  | 24
UVI | 2500 | 1750 |  |  | 24
UVI | 2750 | 1750 |  |  | 24
UVI | 3000 | 1750 |  |  | 24
UVI | 1000 | 2000 |  |  | 19
UVI | 1250 | 2000 |  |  | 19
UVI | 1500 | 2000 |  |  | 19
UVI | 1750 | 2000 |  |  | 19
UVI | 2000 | 2000 |  |  | 19
UVI | 2250 | 2000 |  |  | 24
UVI | 2500 | 2000 |  |  | 24
UVI | 2750 | 2000 |  |  | 24
UVI | 3000 | 2000 |  |  | 24
UVF | 1000 | 1000 |  |  | 27.5
UVF | 1250 | 1000 |  |  | 27.5
UVF | 1500 | 1000 |  |  | 27.5
UVF | 1750 | 1000 |  |  | 27.5
UVF | 2000 | 1000 |  |  | 27.5
UVF | 2250 | 1000 |  |  | 29.5
UVF | 2500 | 1000 |  |  | 29.5
UVF | 2750 | 1000 |  |  | 29.5
UVF | 3000 | 1000 |  |  | 29.5
UVF | 1000 | 1250 |  |  | 27.5
UVF | 1250 | 1250 |  |  | 27.5
UVF | 1500 | 1250 |  |  | 27.5
UVF | 1750 | 1250 |  |  | 27.5
UVF | 2000 | 1250 |  |  | 27.5
UVF | 2250 | 1250 |  |  | 29.5
UVF | 2500 | 1250 |  |  | 29.5
UVF | 2750 | 1250 |  |  | 29.5
UVF | 3000 | 1250 |  |  | 29.5
UVF | 1000 | 1500 |  |  | 29.5
UVF | 1250 | 1500 |  |  | 29.5
UVF | 1500 | 1500 |  |  | 29.5
UVF | 1750 | 1500 |  |  | 29.5
UVF | 2000 | 1500 |  |  | 29.5
UVF | 2250 | 1500 |  |  | 30.5
UVF | 2500 | 1500 |  |  | 30.5
UVF | 2750 | 1500 |  |  | 30.5
UVF | 3000 | 1500 |  |  | 30.5
UVF | 1000 | 1750 |  |  | 29.5
UVF | 1250 | 1750 |  |  | 29.5
UVF | 1500 | 1750 |  |  | 29.5
UVF | 1750 | 1750 |  |  | 29.5
UVF | 2000 | 1750 |  |  | 29.5
UVF | 2250 | 1750 |  |  | 30.5
UVF | 2500 | 1750 |  |  | 30.5
UVF | 2750 | 1750 |  |  | 30.5
UVF | 3000 | 1750 |  |  | 30.5
UVF | 1000 | 2000 |  |  | 29.5
UVF | 1250 | 2000 |  |  | 29.5
UVF | 1500 | 2000 |  |  | 29.5
UVF | 1750 | 2000 |  |  | 29.5
UVF | 2000 | 2000 |  |  | 29.5
UVF | 2250 | 2000 |  |  | 30.5
UVF | 2500 | 2000 |  |  | 30.5
UVF | 2750 | 2000 |  |  | 30.5
UVF | 3000 | 2000 |  |  | 30.5
KVX | 1000 | 1000 |  |  | 13
KVX | 1250 | 1000 |  |  | 13
KVX | 1500 | 1000 |  |  | 13
KVX | 1750 | 1000 |  |  | 13
KVX | 2000 | 1000 |  |  | 13
KVX | 2250 | 1000 |  |  | 14
KVX | 2500 | 1000 |  |  | 14
KVX | 2750 | 1000 |  |  | 14
KVX | 3000 | 1000 |  |  | 14
KVX | 1000 | 1250 |  |  | 13
KVX | 1250 | 1250 |  |  | 13
KVX | 1500 | 1250 |  |  | 13
KVX | 1750 | 1250 |  |  | 13
KVX | 2000 | 1250 |  |  | 13
KVX | 2250 | 1250 |  |  | 14
KVX | 2500 | 1250 |  |  | 14
KVX | 2750 | 1250 |  |  | 14
KVX | 3000 | 1250 |  |  | 14
KVX | 1000 | 1500 |  |  | 13
KVX | 1250 | 1500 |  |  | 13
KVX | 1500 | 1500 |  |  | 13
KVX | 1750 | 1500 |  |  | 13
KVX | 2000 | 1500 |  |  | 13
KVX | 2250 | 1500 |  |  | 14
KVX | 2500 | 1500 |  |  | 14
KVX | 2750 | 1500 |  |  | 14
KVX | 3000 | 1500 |  |  | 14
KVX | 1000 | 1750 |  |  | 13
KVX | 1250 | 1750 |  |  | 13
KVX | 1500 | 1750 |  |  | 13
KVX | 1750 | 1750 |  |  | 13
KVX | 2000 | 1750 |  |  | 14
KVX | 2250 | 1750 |  |  | 14
KVX | 2500 | 1750 |  |  | 14
KVX | 2750 | 1750 |  |  | 14
KVX | 3000 | 1750 |  |  | 14
KVX | 1000 | 2000 |  |  | 13
KVX | 1250 | 2000 |  |  | 13
KVX | 1500 | 2000 |  |  | 13
KVX | 1750 | 2000 |  |  | 13
KVX | 2000 | 2000 |  |  | 13
KVX | 2250 | 2000 |  |  | 13
KVX | 2500 | 2000 |  |  | 14
KVX | 2750 | 2000 |  |  | 14
KVX | 3000 | 2000 |  |  | 14
KVI | 1000 | 1000 |  |  | 20
KVI | 1250 | 1000 |  |  | 20
KVI | 1500 | 1000 |  |  | 20
KVI | 1750 | 1000 |  |  | 20
KVI | 2000 | 1000 |  |  | 20
KVI | 2250 | 1000 |  |  | 21
KVI | 2500 | 1000 |  |  | 21
KVI | 2750 | 1000 |  |  | 21
KVI | 3000 | 1000 |  |  | 21
KVI | 1000 | 1250 |  |  | 20
KVI | 1250 | 1250 |  |  | 20
KVI | 1500 | 1250 |  |  | 20
KVI | 1750 | 1250 |  |  | 20
KVI | 2000 | 1250 |  |  | 20
KVI | 2250 | 1250 |  |  | 21
KVI | 2500 | 1250 |  |  | 21
KVI | 2750 | 1250 |  |  | 21
KVI | 3000 | 1250 |  |  | 21
KVI | 1000 | 1500 |  |  | 20
KVI | 1250 | 1500 |  |  | 20
KVI | 1500 | 1500 |  |  | 20
KVI | 1750 | 1500 |  |  | 20
KVI | 2000 | 1500 |  |  | 20
KVI | 2250 | 1500 |  |  | 21
KVI | 2500 | 1500 |  |  | 21
KVI | 2750 | 1500 |  |  | 21
KVI | 3000 | 1500 |  |  | 21
KVI | 1000 | 1750 |  |  | 20
KVI | 1250 | 1750 |  |  | 20
KVI | 1500 | 1750 |  |  | 20
KVI | 1750 | 1750 |  |  | 20
KVI | 2000 | 1750 |  |  | 20
KVI | 2250 | 1750 |  |  | 21
KVI | 2500 | 1750 |  |  | 21
KVI | 2750 | 1750 |  |  | 21
KVI | 3000 | 1750 |  |  | 21
KVI | 1000 | 2000 |  |  | 20
KVI | 1250 | 2000 |  |  | 20
KVI | 1500 | 2000 |  |  | 20
KVI | 1750 | 2000 |  |  | 20
KVI | 2000 | 2000 |  |  | 20
KVI | 2250 | 2000 |  |  | 21
KVI | 2500 | 2000 |  |  | 21
KVI | 2750 | 2000 |  |  | 21
KVI | 3000 | 2000 |  |  | 21
KVF | 1000 | 1000 |  |  | 24.5
KVF | 1250 | 1000 |  |  | 24.5
KVF | 1500 | 1000 |  |  | 24.5
KVF | 1750 | 1000 |  |  | 24.5
KVF | 2000 | 1000 |  |  | 24.5
KVF | 2250 | 1000 |  |  | 25.5
KVF | 2500 | 1000 |  |  | 25.5
KVF | 2750 | 1000 |  |  | 25.5
KVF | 3000 | 1000 |  |  | 25.5
KVF | 1000 | 1250 |  |  | 24.5
KVF | 1250 | 1250 |  |  | 24.5
KVF | 1500 | 1250 |  |  | 24.5
KVF | 1750 | 1250 |  |  | 24.5
KVF | 2000 | 1250 |  |  | 24.5
KVF | 2250 | 1250 |  |  | 24.5
KVF | 2500 | 1250 |  |  | 25.5
KVF | 2750 | 1250 |  |  | 25.5
KVF | 3000 | 1250 |  |  | 25.5
KVF | 1000 | 1500 |  |  | 24.5
KVF | 1250 | 1500 |  |  | 24.5
KVF | 1500 | 1500 |  |  | 24.5
KVF | 1750 | 1500 |  |  | 24.5
KVF | 2000 | 1500 |  |  | 24.5
KVF | 2250 | 1500 |  |  | 25.5
KVF | 2500 | 1500 |  |  | 25.5
KVF | 2750 | 1500 |  |  | 25.5
KVF | 3000 | 1500 |  |  | 25.5
KVF | 1000 | 1750 |  |  | 24.5
KVF | 1250 | 1750 |  |  | 24.5
KVF | 1500 | 1750 |  |  | 24.5
KVF | 1750 | 1750 |  |  | 24.5
KVF | 2000 | 1750 |  |  | 24.5
KVF | 2250 | 1750 |  |  | 25.5
KVF | 2500 | 1750 |  |  | 25.5
KVF | 2750 | 1750 |  |  | 25.5
KVF | 3000 | 1750 |  |  | 25.5
KVF | 1000 | 2000 |  |  | 24.5
KVF | 1250 | 2000 |  |  | 24.5
KVF | 1500 | 2000 |  |  | 24.5
KVF | 1750 | 2000 |  |  | 24.5
KVF | 2000 | 2000 |  |  | 24.5
KVF | 2250 | 2000 |  |  | 25.5
KVF | 2500 | 2000 |  |  | 25.5
KVF | 2750 | 2000 |  |  | 25.5
KVF | 3000 | 2000 |  |  | 25.5
CMWF | 1000 | 1000 |  |  | 24.5
CMWF | 1250 | 1000 |  |  | 24.5
CMWF | 1500 | 1000 |  |  | 24.5
CMWF | 1750 | 1000 |  |  | 24.5
CMWF | 2000 | 1000 |  |  | 24.5
CMWF | 2250 | 1000 |  |  | 25.5
CMWF | 2500 | 1000 |  |  | 25.5
CMWF | 2750 | 1000 |  |  | 25.5
CMWF | 3000 | 1000 |  |  | 25.5
CMWF | 1000 | 1250 |  |  | 24.5
CMWF | 1250 | 1250 |  |  | 24.5
CMWF | 1500 | 1250 |  |  | 24.5
CMWF | 1750 | 1250 |  |  | 24.5
CMWF | 2000 | 1250 |  |  | 24.5
CMWF | 2250 | 1250 |  |  | 24.5
CMWF | 2500 | 1250 |  |  | 25.5
CMWF | 2750 | 1250 |  |  | 25.5
CMWF | 3000 | 1250 |  |  | 25.5
CMWF | 1000 | 1500 |  |  | 24.5
CMWF | 1250 | 1500 |  |  | 24.5
CMWF | 1500 | 1500 |  |  | 24.5
CMWF | 1750 | 1500 |  |  | 24.5
CMWF | 2000 | 1500 |  |  | 24.5
CMWF | 2250 | 1500 |  |  | 25.5
CMWF | 2500 | 1500 |  |  | 25.5
CMWF | 2750 | 1500 |  |  | 25.5
CMWF | 3000 | 1500 |  |  | 25.5
CMWF | 1000 | 1750 |  |  | 24.5
CMWF | 1250 | 1750 |  |  | 24.5
CMWF | 1500 | 1750 |  |  | 24.5
CMWF | 1750 | 1750 |  |  | 24.5
CMWF | 2000 | 1750 |  |  | 24.5
CMWF | 2250 | 1750 |  |  | 25.5
CMWF | 2500 | 1750 |  |  | 25.5
CMWF | 2750 | 1750 |  |  | 25.5
CMWF | 3000 | 1750 |  |  | 25.5
CMWF | 1000 | 2000 |  |  | 24.5
CMWF | 1250 | 2000 |  |  | 24.5
CMWF | 1500 | 2000 |  |  | 24.5
CMWF | 1750 | 2000 |  |  | 24.5
CMWF | 2000 | 2000 |  |  | 24.5
CMWF | 2250 | 2000 |  |  | 25.5
CMWF | 2500 | 2000 |  |  | 25.5
CMWF | 2750 | 2000 |  |  | 25.5
CMWF | 3000 | 2000 |  |  | 25.5
CMWI | 1000 | 1000 |  |  | 20
CMWI | 1250 | 1000 |  |  | 20
CMWI | 1500 | 1000 |  |  | 20
CMWI | 1750 | 1000 |  |  | 20
CMWI | 2000 | 1000 |  |  | 20
CMWI | 2250 | 1000 |  |  | 21
CMWI | 2500 | 1000 |  |  | 21
CMWI | 2750 | 1000 |  |  | 21
CMWI | 3000 | 1000 |  |  | 21
CMWI | 1000 | 1250 |  |  | 20
CMWI | 1250 | 1250 |  |  | 20
CMWI | 1500 | 1250 |  |  | 20
CMWI | 1750 | 1250 |  |  | 20
CMWI | 2000 | 1250 |  |  | 20
CMWI | 2250 | 1250 |  |  | 21
CMWI | 2500 | 1250 |  |  | 21
CMWI | 2750 | 1250 |  |  | 21
CMWI | 3000 | 1250 |  |  | 21
CMWI | 1000 | 1500 |  |  | 20
CMWI | 1250 | 1500 |  |  | 20
CMWI | 1500 | 1500 |  |  | 20
CMWI | 1750 | 1500 |  |  | 20
CMWI | 2000 | 1500 |  |  | 20
CMWI | 2250 | 1500 |  |  | 21
CMWI | 2500 | 1500 |  |  | 21
CMWI | 2750 | 1500 |  |  | 21
CMWI | 3000 | 1500 |  |  | 21
CMWI | 1000 | 1750 |  |  | 20
CMWI | 1250 | 1750 |  |  | 20
CMWI | 1500 | 1750 |  |  | 20
CMWI | 1750 | 1750 |  |  | 20
CMWI | 2000 | 1750 |  |  | 20
CMWI | 2250 | 1750 |  |  | 21
CMWI | 2500 | 1750 |  |  | 21
CMWI | 2750 | 1750 |  |  | 21
CMWI | 3000 | 1750 |  |  | 21
CMWI | 1000 | 2000 |  |  | 20
CMWI | 1250 | 2000 |  |  | 20
CMWI | 1500 | 2000 |  |  | 20
CMWI | 1750 | 2000 |  |  | 20
CMWI | 2000 | 2000 |  |  | 20
CMWI | 2250 | 2000 |  |  | 21
CMWI | 2500 | 2000 |  |  | 21
CMWI | 2750 | 2000 |  |  | 21
CMWI | 3000 | 2000 |  |  | 21
CV-W-MUAP | 1000 | 1000 |  |  | 20
CV-W-MUAP | 1250 | 1000 |  |  | 20
CV-W-MUAP | 1500 | 1000 |  |  | 20
CV-W-MUAP | 1750 | 1000 |  |  | 20
CV-W-MUAP | 2000 | 1000 |  |  | 20
CV-W-MUAP | 2250 | 1000 |  |  | 21
CV-W-MUAP | 2500 | 1000 |  |  | 21
CV-W-MUAP | 2750 | 1000 |  |  | 21
CV-W-MUAP | 3000 | 1000 |  |  | 21
CV-W-MUAP | 1000 | 1250 |  |  | 18
CV-W-MUAP | 1250 | 1250 |  |  | 18
CV-W-MUAP | 1500 | 1250 |  |  | 18
CV-W-MUAP | 1750 | 1250 |  |  | 18
CV-W-MUAP | 2000 | 1250 |  |  | 18
CV-W-MUAP | 2250 | 1250 |  |  | 19
CV-W-MUAP | 2500 | 1250 |  |  | 19
CV-W-MUAP | 2750 | 1250 |  |  | 19
CV-W-MUAP | 3000 | 1250 |  |  | 19
CV-W-MUAP | 1000 | 1500 |  |  | 18
CV-W-MUAP | 1250 | 1500 |  |  | 18
CV-W-MUAP | 1500 | 1500 |  |  | 18
CV-W-MUAP | 1750 | 1500 |  |  | 18
CV-W-MUAP | 2000 | 1500 |  |  | 18
CV-W-MUAP | 2250 | 1500 |  |  | 19
CV-W-MUAP | 2500 | 1500 |  |  | 19
CV-W-MUAP | 2750 | 1500 |  |  | 19
CV-W-MUAP | 3000 | 1500 |  |  | 19
CV-W-MUAP | 1000 | 1750 |  |  | 18
CV-W-MUAP | 1250 | 1750 |  |  | 18
CV-W-MUAP | 1500 | 1750 |  |  | 18
CV-W-MUAP | 1750 | 1750 |  |  | 18
CV-W-MUAP | 2000 | 1750 |  |  | 18
CV-W-MUAP | 2250 | 1750 |  |  | 19
CV-W-MUAP | 2500 | 1750 |  |  | 19
CV-W-MUAP | 2750 | 1750 |  |  | 19
CV-W-MUAP | 3000 | 1750 |  |  | 19
CV-I-MUAP | 1000 | 2500 |  |  | 27
CV-I-MUAP | 1250 | 2500 |  |  | 27
CV-I-MUAP | 1500 | 2500 |  |  | 27
CV-I-MUAP | 1750 | 2500 |  |  | 27
CV-I-MUAP | 2000 | 2500 |  |  | 27
CV-I-MUAP | 2250 | 2500 |  |  | 27
CV-I-MUAP | 2500 | 2500 |  |  | 27
CV-I-MUAP | 2750 | 2500 |  |  | 27
CV-I-MUAP | 3000 | 2500 |  |  | 27
CMW-I-MUAP | 1000 | 2500 |  |  | 27
CMW-I-MUAP | 1250 | 2500 |  |  | 27
CMW-I-MUAP | 1500 | 2500 |  |  | 27
CMW-I-MUAP | 1750 | 2500 |  |  | 27
CMW-I-MUAP | 2000 | 2500 |  |  | 27
CMW-I-MUAP | 2250 | 2500 |  |  | 27
CMW-I-MUAP | 2500 | 2500 |  |  | 27
CMW-I-MUAP | 2750 | 2500 |  |  | 27
CMW-I-MUAP | 3000 | 2500 |  |  | 27
KVI-LL | 1000 | 1000
KVI-LL | 1250 | 1000
KVI-LL | 1500 | 1000
KVI-LL | 1750 | 1000
KVI-LL | 2000 | 1000
KVI-LL | 2250 | 1000
KVI-LL | 2500 | 1000
KVI-LL | 2750 | 1000
KVI-LL | 3000 | 1000
UVI-LL | 1000 | 1000
UVI-LL | 1250 | 1000
UVI-LL | 1500 | 1000
UVI-LL | 1750 | 1000
UVI-LL | 2000 | 1000
UVI-LL | 2250 | 1000
UVI-LL | 2500 | 1000
UVI-LL | 2750 | 1000
UVI-LL | 3000 | 1000
CXW | 1000 | 1000 |  |  | 7
CXW | 1250 | 1000 |  |  | 7
CXW | 1500 | 1000 |  |  | 7
CXW | 1750 | 1000 |  |  | 8
CXW | 2000 | 1000 |  |  | 8
CXW | 2250 | 1000 |  |  | 8
CXW | 2500 | 1000 |  |  | 8
CXW | 2750 | 1000 |  |  | 8
CXW | 3000 | 1000 |  |  | 8
CXW | 1000 | 1250 |  |  | 7
CXW | 1250 | 1250 |  |  | 7
CXW | 1500 | 1250 |  |  | 7
CXW | 1750 | 1250 |  |  | 8
CXW | 2000 | 1250 |  |  | 8
CXW | 2250 | 1250 |  |  | 8
CXW | 2500 | 1250 |  |  | 8
CXW | 2750 | 1250 |  |  | 8
CXW | 3000 | 1250 |  |  | 8
CXW | 1000 | 1500 |  |  | 7
CXW | 1250 | 1500 |  |  | 7
CXW | 1500 | 1500 |  |  | 7
CXW | 1750 | 1500 |  |  | 8
CXW | 2000 | 1500 |  |  | 8
CXW | 2250 | 1500 |  |  | 8
CXW | 2500 | 1500 |  |  | 8
CXW | 2750 | 1500 |  |  | 8
CXW | 3000 | 1500 |  |  | 8
CXW | 1000 | 1750 |  |  | 7
CXW | 1250 | 1750 |  |  | 7
CXW | 1500 | 1750 |  |  | 7
CXW | 1750 | 1750 |  |  | 8
CXW | 2000 | 1750 |  |  | 8
CXW | 2250 | 1750 |  |  | 8
CXW | 2500 | 1750 |  |  | 8
CXW | 2750 | 1750 |  |  | 8
CXW | 3000 | 1750 |  |  | 8
CXW | 1000 | 2000 |  |  | 7
CXW | 1250 | 2000 |  |  | 7
CXW | 1500 | 2000 |  |  | 7
CXW | 1750 | 2000 |  |  | 8
CXW | 2000 | 2000 |  |  | 8
CXW | 2250 | 2000 |  |  | 8
CXW | 2500 | 2000 |  |  | 8
CXW | 2750 | 2000 |  |  | 8
CXW | 3000 | 2000 |  |  | 8
CXW-M | 1000 | 1000 |  |  | 15
CXW-M | 1250 | 1000 |  |  | 15
CXW-M | 1500 | 1000 |  |  | 15
CXW-M | 1750 | 1000 |  |  | 16
CXW-M | 2000 | 1000 |  |  | 16
CXW-M | 2250 | 1000 |  |  | 16
CXW-M | 2500 | 1000 |  |  | 16
CXW-M | 2750 | 1000 |  |  | 16
CXW-M | 3000 | 1000 |  |  | 16
CXW-M | 1000 | 1250 |  |  | 15
CXW-M | 1250 | 1250 |  |  | 15
CXW-M | 1500 | 1250 |  |  | 15
CXW-M | 1750 | 1250 |  |  | 16
CXW-M | 2000 | 1250 |  |  | 16
CXW-M | 2250 | 1250 |  |  | 16
CXW-M | 2500 | 1250 |  |  | 16
CXW-M | 2750 | 1250 |  |  | 16
CXW-M | 3000 | 1250 |  |  | 16
CXW-M | 1000 | 1500 |  |  | 15
CXW-M | 1250 | 1500 |  |  | 15
CXW-M | 1500 | 1500 |  |  | 15
CXW-M | 1750 | 1500 |  |  | 16
CXW-M | 2000 | 1500 |  |  | 16
CXW-M | 2250 | 1500 |  |  | 16
CXW-M | 2500 | 1500 |  |  | 16
CXW-M | 2750 | 1500 |  |  | 16
CXW-M | 3000 | 1500 |  |  | 16
CXW-M | 1000 | 1750 |  |  | 15
CXW-M | 1250 | 1750 |  |  | 15
CXW-M | 1500 | 1750 |  |  | 15
CXW-M | 1750 | 1750 |  |  | 16
CXW-M | 2000 | 1750 |  |  | 16
CXW-M | 2250 | 1750 |  |  | 16
CXW-M | 2500 | 1750 |  |  | 16
CXW-M | 2750 | 1750 |  |  | 16
CXW-M | 3000 | 1750 |  |  | 16
CXW-M | 1000 | 2000 |  |  | 15
CXW-M | 1250 | 2000 |  |  | 15
CXW-M | 1500 | 2000 |  |  | 15
CXW-M | 1750 | 2000 |  |  | 16
CXW-M | 2000 | 2000 |  |  | 16
CXW-M | 2250 | 2000 |  |  | 16
CXW-M | 2500 | 2000 |  |  | 16
CXW-M | 2750 | 2000 |  |  | 16
CXW-M | 3000 | 2000 |  |  | 16
KVV | 1000 | 1000 |  |  | 10
KVV | 1250 | 1000 |  |  | 10
KVV | 1500 | 1000 |  |  | 10
KVV | 1750 | 1000 |  |  | 12
KVV | 2000 | 1000 |  |  | 12
KVV | 2250 | 1000 |  |  | 12
KVV | 2500 | 1000 |  |  | 15
KVV | 2750 | 1000 |  |  | 15
KVV | 3000 | 1000 |  |  | 15
KVV | 1000 | 1250 |  |  | 10
KVV | 1250 | 1250 |  |  | 10
KVV | 1500 | 1250 |  |  | 10
KVV | 1750 | 1250 |  |  | 12
KVV | 2000 | 1250 |  |  | 12
KVV | 2250 | 1250 |  |  | 12
KVV | 2500 | 1250 |  |  | 15
KVV | 2750 | 1250 |  |  | 15
KVV | 3000 | 1250 |  |  | 15
KVV | 1000 | 1500 |  |  | 10
KVV | 1250 | 1500 |  |  | 10
KVV | 1500 | 1500 |  |  | 10
KVV | 1750 | 1500 |  |  | 12
KVV | 2000 | 1500 |  |  | 12
KVV | 2250 | 1500 |  |  | 12
KVV | 2500 | 1500 |  |  | 15
KVV | 2750 | 1500 |  |  | 15
KVV | 3000 | 1500 |  |  | 15
KVV | 1000 | 1750 |  |  | 10
KVV | 1250 | 1750 |  |  | 10
KVV | 1500 | 1750 |  |  | 10
KVV | 1750 | 1750 |  |  | 12
KVV | 2000 | 1750 |  |  | 12
KVV | 2250 | 1750 |  |  | 12
KVV | 2500 | 1750 |  |  | 15
KVV | 2750 | 1750 |  |  | 15
KVV | 3000 | 1750 |  |  | 15
KVV | 1000 | 2000 |  |  | 10
KVV | 1250 | 2000 |  |  | 10
KVV | 1500 | 2000 |  |  | 10
KVV | 1750 | 2000 |  |  | 12
KVV | 2000 | 2000 |  |  | 12
KVV | 2250 | 2000 |  |  | 12
KVV | 2500 | 2000 |  |  | 15
KVV | 2750 | 2000 |  |  | 15
KVV | 3000 | 2000 |  |  | 15
CP | 1 | S |  | 3957.74 | 6
CP | 2 | S |  | 4249.6 | 6
CP | 3 | S |  | 4541.45 | 6
CP | 4 | S |  | 4611.61 | 6
KVX-P | 1000 | 1000 |  |  | 13
KVX-P | 1250 | 1000 |  |  | 13
KVX-P | 1500 | 1000 |  |  | 13
KVX-P | 2000 | 1000 |  |  | 13
KVX-M | 1000 | 1000 |  |  | 17
KVX-M | 1250 | 1000 |  |  | 17
KVX-M | 1500 | 1000 |  |  | 17
KVX-M | 1750 | 1000 |  |  | 18
KVX-M | 2000 | 1000 |  |  | 18
KVX-M | 2250 | 1000 |  |  | 18
KVX-M | 2500 | 1000 |  |  | 19
KVX-M | 2750 | 1000 |  |  | 19
KVX-M | 3000 | 1000 |  |  | 19
KVX-M | 1000 | 1250 |  |  | 17
KVX-M | 1250 | 1250 |  |  | 17
KVX-M | 1500 | 1250 |  |  | 17
KVX-M | 1750 | 1250 |  |  | 18
KVX-M | 2000 | 1250 |  |  | 18
KVX-M | 2250 | 1250 |  |  | 18
KVX-M | 2500 | 1250 |  |  | 19
KVX-M | 2750 | 1250 |  |  | 19
KVX-M | 3000 | 1250 |  |  | 19
KVX-M | 1000 | 1500 |  |  | 17
KVX-M | 1250 | 1500 |  |  | 17
KVX-M | 1500 | 1500 |  |  | 17
KVX-M | 1750 | 1500 |  |  | 18
KVX-M | 2000 | 1500 |  |  | 18
KVX-M | 2250 | 1500 |  |  | 18
KVX-M | 2500 | 1500 |  |  | 19
KVX-M | 2750 | 1500 |  |  | 19
KVX-M | 3000 | 1500 |  |  | 19
KVX-M | 1000 | 1750 |  |  | 17
KVX-M | 1250 | 1750 |  |  | 17
KVX-M | 1500 | 1750 |  |  | 17
KVX-M | 1750 | 1750 |  |  | 18
KVX-M | 2000 | 1750 |  |  | 18
KVX-M | 2250 | 1750 |  |  | 18
KVX-M | 2500 | 1750 |  |  | 19
KVX-M | 2750 | 1750 |  |  | 19
KVX-M | 3000 | 1750 |  |  | 19
KVX-M | 1000 | 2000 |  |  | 17
KVX-M | 1250 | 2000 |  |  | 17
KVX-M | 1500 | 2000 |  |  | 17
KVX-M | 1750 | 2000 |  |  | 18
KVX-M | 2000 | 2000 |  |  | 18
KVX-M | 2250 | 2000 |  |  | 18
KVX-M | 2500 | 2000 |  |  | 19
KVX-M | 2750 | 2000 |  |  | 19
KVX-M | 3000 | 2000 |  |  | 19
UVX-M | 1000 | 1000 |  |  | 21
UVX-M | 1250 | 1000 |  |  | 21
UVX-M | 1500 | 1000 |  |  | 21
UVX-M | 1750 | 1000 |  |  | 21
UVX-M | 2000 | 1000 |  |  | 21
UVX-M | 2250 | 1000 |  |  | 22
UVX-M | 2500 | 1000 |  |  | 22
UVX-M | 2750 | 1000 |  |  | 23
UVX-M | 3000 | 1000 |  |  | 23
UVX-M | 1000 | 1250 |  |  | 21
UVX-M | 1250 | 1250 |  |  | 21
UVX-M | 1500 | 1250 |  |  | 21
UVX-M | 1750 | 1250 |  |  | 21
UVX-M | 2000 | 1250 |  |  | 21
UVX-M | 2250 | 1250 |  |  | 22
UVX-M | 2500 | 1250 |  |  | 22
UVX-M | 2750 | 1250 |  |  | 23
UVX-M | 3000 | 1250 |  |  | 23
UVX-M | 1000 | 1500 |  |  | 21
UVX-M | 1250 | 1500 |  |  | 21
UVX-M | 1500 | 1500 |  |  | 21
UVX-M | 1750 | 1500 |  |  | 21
UVX-M | 2000 | 1500 |  |  | 21
UVX-M | 2250 | 1500 |  |  | 22
UVX-M | 2500 | 1500 |  |  | 22
UVX-M | 2750 | 1500 |  |  | 23
UVX-M | 3000 | 1500 |  |  | 23
UVX-M | 1000 | 1750 |  |  | 21
UVX-M | 1250 | 1750 |  |  | 21
UVX-M | 1500 | 1750 |  |  | 21
UVX-M | 1750 | 1750 |  |  | 21
UVX-M | 2000 | 1750 |  |  | 21
UVX-M | 2250 | 1750 |  |  | 22
UVX-M | 2500 | 1750 |  |  | 22
UVX-M | 2750 | 1750 |  |  | 23
UVX-M | 3000 | 1750 |  |  | 23
UVX-M | 1000 | 2000 |  |  | 21
UVX-M | 1250 | 2000 |  |  | 21
UVX-M | 1500 | 2000 |  |  | 21
UVX-M | 1750 | 2000 |  |  | 21
UVX-M | 2000 | 2000 |  |  | 21
UVX-M | 2250 | 2000 |  |  | 22
UVX-M | 2500 | 2000 |  |  | 22
UVX-M | 2750 | 2000 |  |  | 23
UVX-M | 3000 | 2000 |  |  | 23
UV-C POD | 1500 | 1000 |  |  | 20 |  |  | 320 | 50
UV-C POD | 2000 | 1000 |  |  | 20 |  |  | 426 | 50
UV-C POD | 2500 | 1000 |  |  | 20 |  |  | 533 | 50
UV-C POD | 3000 | 1000 |  |  | 20 |  |  | 639 | 50

## CCBASE (hidden)
PRICES JUL 2023
| Material | Material Price m² | Sq. Metres | Sub Total | Scrap | Locks | Hinges | Total
GREASE DRAWER | SC2 |  | 0.142
PERF FRONT PANEL FRAME | SC2 |  | 0.793
PERF FRONT PANEL C | SC2 |  | 2.05
PERF PANEL 1000MM | PERF30 |  | 0.77
SLIDING PLATE DAMPERS | SC1 |  | 0.3
UV DOORS LONG | SC2 |  | 0.373
UV DOORS SHORT | SC2 |  | 0.22
UV-C EXTRACT PLENUM 1000MM | SC2 |  | 2.722
KVX EXTRACT PLENUM 1000MM | SC2 |  | 2.023
KVF CJ PLENUM 1000MM | SC2 |  | 4.05
KVI CJ EXTRACT PLENUM 1000MM | SC2 |  | 3.54
KVX FRONT PANEL 1000MM | SC2 |  | 1.35
C EXTRACT PLENUM -1250 | SC2 |  | 1.3357
C EXTRACT PLENUM -1500 | SC2 |  | 1.669
C EXTRACT PLENUM -1750 | SC2 |  | 2.57
C EXTRACT PLENUM - 2000 | SC2 |  | 2.8
CMW EXTRACT PLENUM BODY | SC2 |  | 1.465
CX-W BODY - 1000 | SC2 |  | 3.7
CX-W BODY - 1250 | SC2 |  | 4.2
CX-W BODY - 1500 | SC2 |  | 4.85
CX-W BODY - 1750 | SC2 |  | 7
CX-W BODY - 2000 | SC2 |  | 7.75
KVV BODY - 1000 | SC2 |  | 4.5
KVV BODY - 1250 | SC2 |  | 5.6
KVV BODY - 1500 | SC2 |  | 6.75
KVV BODY - 1750 | SC2 |  | 7.88
KVV BODY - 2000 | SC2 |  | 9
END PANEL SINGLE SKIN - 1000 | SC2 |  | 0.75
END PANEL SINGLE SKIN - 1250 | SC2 |  | 0.92
END PANEL SINGLE SKIN - 1500 | SC2 |  | 1.15
END PANEL SINGLE SKIN - 1750 | SC2 |  | 1.77
END PANEL SINGLE SKIN - 2000 | SC2 |  | 2.4
END PANEL DOUBLE SKIN (CJ) - 1250 | SC2 |  | 1.62
END PANEL DOUBLE SKIN (CJ) - 1500 | SC2 |  | 2.03
END PANEL DOUBLE SKIN (CJ) - 1750 | SC2 |  | 2.3
END PANEL DOUBLE SKIN (CJ) - 2000 | SC2 |  | 2.63
LIGHT ROOF PER 1000MM - 1250 | SC2 |  | 0.4
LIGHT ROOF PER 1000MM - 1500 | SC2 |  | 0.7
LIGHT ROOF PER 1000MM - 1750 | SC2 |  | 0.9
LIGHT ROOF PER 1000MM - 2000 | SC2 |  | 1.2
CJ FAN | CJ |  | 1
INSULATION PER METER | INSUL |  | 1
DIFFUSER | DIFFUSER |  | 1
MUA SPIGOT | MUA SPIGOT |  | 1
WATERWASH ENCLOSURE | SC2 |  | 3.451
SCRAP | LABOUR | LOCKS (MFG-045) | HINGES (MFG148) | DIFFUSER | CJ (CJF-008) | MUA SPIGOT | PRESS TAP-CJ | PRESS TAP | SC1 | SC2 | PERF30 | DES 2B | INSUL
33% | 36 | 12.19 | 5.46 | 2.44 | 94.69 | 14.41 | 5.16 | 2.9 | 40.74 | 44.47 | 30.8 | 38.9 | 9.97 | %
SELECT WORKS | 0 | 0
ROUND CORNERS | 63.6 | 4 | CORNER(S)
CUT OUT | 170 | 5 | CUT OUT(S) PER CANOPY
CASTELLE LOCKING | 1043 | 8 | SECTION(S) OF CANOPY
HEADER DUCT S/S | 398 | 4 | METER OF DUCT
HEADER DUCT | 0 | 0 | METER OF DUCT |  |  | 2020 | 18% May 21 | 3% Oct 21 | 2022-04-01 | 10% Jul-23 | 6% Jan-25
PAINT FINSH | 0 | 0 | PER METER |  | 2B | £20.78/M2 | 24.52 | 25.26 | 35.36 | 38.9
UV ON DEMAND | 257 | 0 |  |  | SC1 | £21.77/M2 | 25.69 | 26.46 | 37.04 | 40.74
E/over for emergency strip light | 0 | 0 | PER SECTION |  | SC2 | £23.76/M2 | 28.04 | 28.88 | 40.43 | 44.47
E/over for small emer. spot light | 0 | 0 |  |  | PERF |  | 24.5 | 25.24 |  | 30.8
E/over for large emer. spot light | 0 | 0 | PER LIGHT FITTING
COLD MIST ON DEMAND | 543 | 0 | PER SECTION
CMW PIPEWORK HWS/CWS | 1590 | 0 | UP TO 5M
CANOPY GROUND SUPPORT | 0 | 1 | S/S T-SHAPED SUPPORT
BIM/ REVIT per CANOPY | 50 | 1 | SECTION(S) OF CANOPY
2nd EXTRACT PLENUM | 449 | 1 | PER METRE (292mm)
SUPPLY AIR PLENUM | 402 | 1 | PER METRE (365mm)
CAPTUREJET PLENUM | 288 | 4 | PER METRE
COALESCER | 80 | 1 | EACH
| 0 | 0
| 0 | 0
SELECT PANEL | 0 | 0 | 6% Jan-25
| 3957.74 | 6
| 4249.6 | 6
| 4541.45 | 6
| 4611.61 | 6
CP1S HOT ONLY | 3640.4
CP2S HOT ONLY | 3841.58
CP3S HOT ONLY | 4077.12
CP4S HOT ONLY | 4313.39

## Lists
LED STRIP L6 Inc DALI | SELECT WORKS |  | CP1S | 1000-S |  |  | SELECT TANK SYSTEM | 1 TANK
LED STRIP L12 inc DALI | ROUND CORNERS | 2M² (HFL) | CP2S | 1500-S | ABERDEEN 590 | SL10 GENIE | 1 TANK SYSTEM | 1 TANK DISTANCE
LED STRIP L18 Inc DALI | CUT OUT |  | CP3S | 2000-S | ABINGDON 110 | EXTENSION FORKS | 1 TANK TRAVEL HUB | 2 TANK
Small LED Spots inc DALI | CASTELLE LOCKING |  | CP4S | 2500-S | ALDEBURGH 112 | 2.5M COMBI LADDER | 1 TANK DISTANCE | 2 TANK DISTANCE
LARGE LED Spots inc DALI | HEADER DUCT S/S |  |  | 3000-S | ALDERSHOT 110 | 1.5M PODIUM | NOBEL | 3 TANK
| HEADER DUCT |  |  | 1000-D | ALNWICK 342 | 3M TOWER | AMAREX | 3 TANK DISTANCE
| PAINT FINSH |  |  | 1500-D | ANDOVER 110 | COMBI LADDER | OTHER | 4 TANK
| UV ON DEMAND |  |  | 2000-D | ASHFORD 25 | PECO LIFT | 2 TANK SYSTEM | 4 TANK DISTANCE
| E/over for emergency strip light |  |  | 2500-D | AYLESBURY 86 | 3M YOUNGMAN BOARD | 2 TANK TRAVEL HUB | 5 TANK
| E/over for small emer. spot light |  |  | 3000-D | BANBURY 102 | GS1930 SCISSOR LIFT | 2 TANK DISTANCE | 5 TANK DISTANCE
| E/over for large emer. spot light |  |  |  | BANGOR 324 | 4-6 SHERASCOPIC | 3 TANK SYSTEM | 6 TANK
| COLD MIST ON DEMAND |  |  |  | BARKING 32 | 7-9 SHERASCOPIC | 3 TANK TRAVEL HUB | 6 TANK DISTANCE
| CMW PIPEWORK HWS/CWS |  |  |  | BARNET 55 |  | 3 TANK DISTANCE
| CANOPY GROUND SUPPORT |  |  |  | BARNSLEY 209 |  | 4 TANK SYSTEM
| 2nd EXTRACT PLENUM |  |  |  | BARNSTABLE 227 |  | 4 TANK TRAVEL HUB
| SUPPLY AIR PLENUM |  |  |  | BARROW-IN-FURNESS 348 |  | 4 TANK DISTANCE
| CAPTUREJET PLENUM |  |  |  | BASILDON 38 |  | 5 TANK SYSTEM
| COALESCER |  |  |  | BASINGSTOKE 82 |  | 5 TANK TRAVEL HUB
[5 empty] | BATH 154 |  | 5 TANK DISTANCE
[5 empty] | BEDFORD 103 |  | 6 TANK SYSTEM
[5 empty] | BERWICK-UPON-TWEED 371 |  | 6 TANK TRAVEL HUB
[5 empty] | BILLERICAY 37 |  | 6 TANK DISTANCE
BIRKENHEAD 277
BIRMINGHAM 168
BLACKBURN 283
BLACKPOOL 289
BLANDFORD FORUM 144
BODMIN 273
BOGNOR REGIS 88
BOLTON 259
BOOTLE 272
BOURNEMOUTH 140
BRADFORD 234
BRAINTREE 60
BRIDGEND 205
BRIDLINGTON 244
BRIGHTON 68
BRISTOL 157
BUCKINGHAMSHIRE 109
BURNLEY 296
BURTON UPON TRENT 175
BURY ST EDMUNDS 98
CAMBRIDGE 85
CANNOCK 175
CANTERBURY 30
CARDIFF 192
CARLISLE 356
CARMARTHEN 252
CHELTENHAM 148
CHESTER 268
COVENTRY 146
CHIPPENHAM 136
COLCHESTER 78
CORBY 128
DARTMOUTH 245
DERBY 178
DONCASTER 203
DORCHESTER 160
DORKING 46
DOVER 45
DURHAM 299
EASTBOURNE 57
EASTLEIGH 109
EDINBURGH 428
ENFIELD 49
EXETER 205
EXMOUTH 207
FELIXSTOWE 103
GATWICK 44
GLASGOW 456
GLASTONBURY 164
GLOUCESTER 151
GRANTHAM 143
GREAT YARMOUTH 147
GRIMSBY 215
GUILDFORD 59
HARLOW 47
HARROGATE 236
HARTLEPOOL 286
HASTINGS 40
HEXHAM 325
HEREFORD 184
HIGH WYCOMBE 80
HIGHBRIDGE 187
HONITON 190
HORSHAM 55
HOUNSLOW 55
HUDDERSFIELD 239
HULL 247
HUNTINGDON 94
INVERNESS 619
IPSWICH 94
IRELAND
KENDAL 321
KETTERING 127
KIDDERMINSTER 179
KILMARNOCK 449
KINGSTON UPON HULL 220
KINGSTON UPON THAMES 52
LANCASTER 290
LAUNCESTON 251
LEAMINGTON SPA 146
LEEDS 231
LEICESTER 151
LEIGH ON SEA 45
LEWISHAM 29
LINCOLN 179
LIVERPOOL 258
LLANDUDNO 309
LONDON in FORS GOLD(varies)
LUTON 80
MABLETHORPE 182
MACCLESFIELD 244
MANCHESTER 251
MARGATE 46
MIDDLESBROUGH 286
MILFORD HAVEN 289
MILTON KEYNES 101
MORPETH 327
NANTWICH 232
NEWBURY 101
NEWCASTLE 308
NEWPORT 178
NEWQUAY 178
NORTHAMPTON 116
NORTHUMBERLAND 341
NORWICH 136
NOTTINGHAM 177
OKEHAMPTON 232
OXFORD 106
PENRITH 316
PENZANCE 318
PERTH 477
PETERBOROUGH 124
PETERSFIELD 87
PETWORTH 71
PLYMOUTH 247
PONTEFRACT 221
POOLE 144
PORTSMOUTH 102
READING 88
REIGATE 39
RINGWOOD 130
ROSS-ON-WYE 171
ROTHERHAM 203
SALISBURY 120
SCARBOROUGH 277
SCUNTHORPE 204
SHEFFIELD 205
SHREWSBURY 207
SHROPSHIRE 218
SLOUGH 72
SOUTH SHIELDS 310
SOUTHAMPTON 112
SOUTHEND 52
SOUTHPORT 279
SPALDING 143
ST ALBANS 62
ST IVES 317
STAFFORD 187
STAINES 61
STEVENAGE 72
STIRLING 445
STOCKPORT 257
STOCKTON 278
STOKE-ON-TRENT 205
STRATFORD UPON AVON 151
SUNDERLAND 309
SWINDON 121
TAMWORTH 180
TAUNTON 185
TELFORD 193
TILBURY 34
TORQUAY 227
TUNBRIDGE WELLS 26
UXBRIDGE 74
WAKEFIELD 214
WARMISTER 137
WARWICK 148
WATFORD 67
WELSHPOOL 238
WEMBLEY 55
WEYMOUTH 173
WHITBY 282
WIGAN 252
WINCANTON 149
WINCHESTER 100
WOKING 60
WOLVERHAMPTON 175
WORCESTER 160
WREXHAM 250
YEOVIL 163
YORK 243